## Intro
PV Price Benchmarking Tool
Introduction:
The tool is developed to allow benhcmarking of prices for the following PV systems:
Solar Home Systems (SHS) - 0 W to 100 W
PV DC Coupled
Residential Solar Rooftop Systems (SRT) - 100 W to 10 kW
PV + grid
PV + grid + storage
Commercial & Industrial Solar Systems (C&I) - 10 kW to 300 kW
PV + grid + storage (10 kW to 100 kW)
PV + grid + storage (100 kW to 300 kW)
Solar Mini-Grids (SMG) - 30 kW to 300 kW
40-60%RE Systems: PV + Storage + Diesel + Grid (optional)
60-80%RE Systems: PV + Storage + Diesel + Grid (optional)
80-100%RE Systems: PV + Storage + Diesel + Grid (optional)
Solar Irrigation Pumping Systems (SIPs) - 1 to 30 kW
PV
PV + Storage
Solar Street Lighting Systems (SSLS)
SSLS Type 2 (Illumination: 20 W)
SSLS Type 3 (Illumination:30 W)
SSLS Type 4 (Illumination: 40 W)
Price Data:
The sheet allows collection of all input data points which are to be used for the analysis conducted seprarately in Rstudio using R. R is an open source language and environment for statistical computing and graphics. The logic can be downloaded for free here: (https://cran.rstudio.com/) , while the interface of RStudio can be also downloaded for free here: (https://posit.co/products/open-source/rstudio/). The input sheet's tabular format should be maintained since it is read in as a database in R
Calculations & Assumptions:
The sheet contains the formulas and value for benchmarking the prices of equipment for the different systems. The values come out of the R analysis. Please see the R scripts for further details on calculations of medians and cofficients of logarithmic regression
Results:
The sheet is the main interface for external user. The grey cells are input cells. Different system sizes and combination of paramaters (e.g., for Mini-Grid) can be provided. The tables then update to provide the resulting cost estimates. The values are further ploted in graphs for use in external reports, etc.
Legend:
Input Cells: The User needs to provide an input here or select from drop down list
Intermediate Cells: These cells are used for intermediate calculations and should not be changed by the user
Results: The cells with this color provide the final results of the calculation

## Price Data
sample | source | Data Collected | country | location | year | system_type | system_configuration | manufacturer/model | total_cost_usd | system_cost_usd_per_kwp | total_cost_npr | system_cost_npr_per_kwp | total_cost_inr | system_cost_inr_per_kwp | total_cost_eur | system_cost_eur_per_kw | total_cost_ien | system_cost_ien_per_kw | pv_kWp | pv_$ | mounting_$ | coupling_ac_dc | dc_ac_disconnect | Charge controller/MPPT ($) | solar_inverter_kw | solar_inverter_$ | battery_inverter_kw | battery_inverter_$ | battery_kwh | battery_$ | Diesel Generator (KVA) | meter | other_bos | pump_size_hp | pump_type | uspc_yes_np | ssl_type | cc_ssl | luminary | pole_height | leds | mobile_charger | dc_fan | developer | site | renewable_fraction | total_conn | distribution_capex_new | metering | distribution_capex | usable_existing_line | new_line | capex_new | capex | fuel_consumption | pv_kwp2 | storage_kwh | large_users_perc | density_usable | installation | distr_cost_per_km | Column2
1 | SPV Division Goverment of India Ministry of New and RE | September 2022 | India |  | 2021 | CIS | pv_grid |  | 577.9584 | 577.9584 | 75076.8 | 75076.8 | 46923 | 46923 |  |  |  |  | 1
2 | SPV Division Goverment of India Ministry of New and RE | September 2022 | India |  | 2021 | CIS | pv_grid |  | 1062.7252 | 531.3626 | 138048 | 69024 | 86280 | 43140 |  |  |  |  | 2
3 | SPV Division Goverment of India Ministry of New and RE | September 2022 | India |  | 2021 | CIS | pv_grid |  | 1552.7021 | 517.5674 | 201696 | 67232 | 126060 | 42020 |  |  |  |  | 3
4 | SPV Division Goverment of India Ministry of New and RE | September 2022 | India |  | 2021 | CIS | pv_grid |  | 47095.9199 | 470.9592 | 6117760 | 61177.6 | 3823600 | 38236 |  |  |  |  | 100
5 | SPV Division Goverment of India Ministry of New and RE | September 2022 | India |  | 2021 | CIS | pv_grid |  | 221006.9284 | 442.0139 | 28708800 | 57417.6 | 17943000 | 35886 |  |  |  |  | 500
6 | MNRE Benchmark | September 2022 | India |  | 2022 | CIS | pv_grid |  | 1157.321 | 578.6605 | 150336 | 75168 | 93960 | 46980 |  |  |  |  | 2 |  |  | 2100 | 2370
7 | MNRE Benchmark | September 2022 | India |  | 2022 | CIS | pv_grid |  | 1690.9007 | 563.6336 | 219648 | 73216 | 137280 | 45760 |  |  |  |  | 3 |  |  | 2100 | 2370
8 | MNRE Benchmark | September 2022 | India |  | 2022 | CIS | pv_grid |  | 5128.8684 | 512.8868 | 666240 | 66624 | 416400 | 41640 |  |  |  |  | 10 |  |  | 4630 | 7100
9 | MNRE Benchmark | September 2022 | India |  | 2022 | CIS | pv_grid |  | 48135.4888 | 481.3549 | 6252800 | 62528 | 3908000 | 39080 |  |  |  |  | 100
10 | MNRE Benchmark | September 2022 | India |  | 2022 | CIS | pv_grid |  | 578.9069 | 578.9069 | 75200 | 75200 | 47000 | 47000 |  |  |  |  | 1
11 | MNRE Benchmark | September 2022 | India |  | 2021 | CIS | pv_grid |  | 1059.2764 | 529.6382 | 137600 | 68800 | 86000 | 43000 |  |  |  |  | 2
12 | MNRE Benchmark | September 2022 | India |  | 2021 | CIS | pv_grid |  | 1551.963 | 517.321 | 201600 | 67200 | 126000 | 42000 |  |  |  |  | 3
13 | MNRE Benchmark | September 2022 | India |  | 2021 | CIS | pv_grid |  | 4680.5235 | 468.0523 | 608000 | 60800 | 380000 | 38000 |  |  |  |  | 10
14 | MNRE Benchmark | September 2022 | India |  | 2021 | CIS | pv_grid |  | 44341.8014 | 443.418 | 5760000 | 57600 | 3600000 | 36000 |  |  |  |  | 100
15 | made-in-china.com | September 2022 | China |  | 2022 | CIS | pv_grid | Daheng Energy Technology | 18013.8568 | 600.4619 | 2340000 | 78000 |  |  | 18000 | 600 |  |  | 30
16 | https://www.enfsolar.com/pv/solar-system | September 2022 | China |  | 2022 | CIS | pv_grid |  | 25319.4765 | 460.3541 | 3289000 | 59800 |  |  | 25300 | 460 |  |  | 55
17 | https://www.enfsolar.com/pv/solar-system | September 2022 | China |  | 2022 | CIS | pv_grid |  | 46435.7198 | 422.1429 | 6032000 | 54836.3636 |  |  | 46400 | 421.8182 |  |  | 110
18 | https://www.enfsolar.com/pv/solar-system | September 2022 | China |  | 2022 | CIS | pv_grid |  | 91870.6697 | 417.594 | 11934000 | 54245.4545 |  |  | 91800 | 417.2727 |  |  | 220
19 | de.rs-online.com | September 2022 | Germany |  | 2022 | components | smartmeter_1ph | Schneider | 320.2463 | 320.2463 | 41600 | 41600 |  |  | 320 | [16 empty] | 2.075
20 | shop.solar-pur.de | September 2022 | Germany |  | 2022 | components | smartmeter_1ph | Fronius | 660.5081 | 660.5081 | 85800 | 85800 |  |  | 660 | [16 empty] | 23
21 | shop.solar-pur.de | September 2022 | Germany |  | 2022 | components | solar_inverter | Fronius | 2401.8476 | 348.0939 | 312000 | 45217.3913 |  | 0 | 2400 | 347.8261 |  |  | 6.9
22 | shop.solar-pur.de | September 2022 | Germany |  | 2022 | components | solar_inverter | Fronius | 4293.3025 | 286.2202 | 557700 | 37180 |  | 0 | 4290 | 286 |  |  | 15
23 | shop.solar-pur.de | September 2022 | Germany |  | 2022 | components | solar_inverter | Fronius | 1321.0162 | 330.254 | 171600 | 42900 |  | 0 | 1320 | 330 |  |  | 4
24 | shop.solar-pur.de | September 2022 | Germany |  | 2022 | components | solar_inverter | Huawei | 5274.057 | 146.5016 | 685100 | 19030.5556 |  | 0 | 5270 | 146.3889 |  |  | 36
25 | shop.solar-pur.de | September 2022 | Germany |  | 2022 | components | solar_inverter | SOLARMAX | 1000.7698 | 200.154 | 130000 | 26000 |  | 0 | 1000 | 200 |  |  | 5
26 | shop.solar-pur.de | September 2022 | Germany |  | 2022 | components | solar_inverter | SOLARMAX | 1501.1547 | 250.1925 | 195000 | 32500 |  | 0 | 1500 | 250 |  |  | 6
27 | shop.solar-pur.de | September 2022 | Germany |  | 2022 | components | solar_inverter | SOLARMAX | 2471.9015 | 123.5951 | 321100 | 16055 |  | 0 | 2470 | 123.5 |  |  | 20
28 | www.photovoltaik-shop.com | September 2022 | Germany |  | 2022 | components | battery_lithium_ion | Huawei | 4134.1801 | 826.836 | 537030 | 107406 |  | 0 | 4131 | 826.2 |  |  | 5 | [9 empty] | 5
29 | shop.solar-pur.de | September 2022 | Germany |  | 2022 | components | battery_inverter | Sunny Island | 2767.1286 | 838.5238 | 359450 | 108924.2424 |  | 0 | 2765 | 837.8788 |  |  | 3.3
30 | made-in-china.com | September 2022 | China |  | 2022 | components | smartmeter_1ph | Ivy Metering | 60.0462 | 60.0462 | 7800 | 7800 |  |  | 60
31 | https://www.alibaba.com/product-detail/ESG-300w-500w-1000w-2000w-Inverter_1600117115390.html | September 2022 | China |  | 2022 | components | battery_inverter | Guangzhou ESG New Energy Technology Co., Ltd. | 514.3957 | 514.3957 | 66820 | 66820 |  | 0 | 514 | 514 |  |  | 1 | [7 empty] | 1
32 | https://www.alibaba.com/product-detail/Growatt-SPH10000TL3-BH-Three-Phase-High_1600430161758.html | September 2022 | China |  | 2022 | components | battery_inverter | SUNWAY SOLAR CO., LTD | 3002.3095 | 300.2309 | 390000 | 39000 |  | 0 | 3000 | 300 |  |  | 10 | [7 empty] | 10
33 | https://www.alibaba.com/product-detail/Home-Solar-System-Panel-Hybrid-Solar_62171501224.html | September 2022 | China |  | 2022 | components | battery_inverter | Shenzhen Gsl Energy Co., Ltd. | 780.6005 | 195.1501 | 101400 | 25350 |  | 0 | 780 | 195 |  |  | 4 | [7 empty] | 4
34 | https://www.alibaba.com/product-detail/Inverter-on-off-storage-grid-inverter_62173435323.html | September 2022 | China |  | 2022 | components | battery_inverter | Bluesun Solar Co., Ltd. | 6302.8483 | 210.0949 | 818740 | 27291.3333 |  | 0 | 6298 | 209.9333 |  |  | 30 | [7 empty] | 30
35 | https://www.alibaba.com/product-detail/Growatt-5000ES-5000W-Off-Grid-Solar_1600252402812.html | September 2022 | China |  | 2022 | components | battery_inverter | Rosen Solar Energy Co., Ltd. | 640.4927 | 213.4976 | 83200 | 27733.3333 |  | 0 | 640 | 213.3333 |  |  | 3 | [7 empty] | 3
36 | https://www.alibaba.com/product-detail/110V-220V-48V-10KVA-pv-low_1600296900508.html | September 2022 | China |  | 2022 | components | battery_inverter | Guangzhou Felicity Solar Technology Company Limited | 599.4611 | 171.2746 | 77870 | 22248.5714 |  | 0 | 599 | 171.1429 |  |  | 3.5 | [7 empty] | 3.5
37 | https://www.alibaba.com/product-detail/Expert-Max-Off-Grid-8000W-120A_1600524975848.html | September 2022 | China |  | 2022 | components | battery_inverter | Shenzhen SCMK New Energy Co.,Ltd | 700.5389 | 87.5674 | 91000 | 11375 |  | 0 | 700 | 87.5 |  |  | 8 | [7 empty] | 8
38 | https://www.alibaba.com/product-detail/5000w-6000w-24V-48v-solar-inverter_1600244276776.html | September 2022 | China |  | 2022 | components | battery_inverter | Foshan Top One Power Technology Co., Ltd. | 674.5189 | 168.6297 | 87620 | 21905 |  | 0 | 674 | 168.5 |  |  | 4 | [7 empty] | 4
39 | https://www.alibaba.com/product-detail/Hot-sale-factory-direct-off-grid_1600449116026.html | September 2022 | China |  | 2022 | components | battery_inverter | Shenzhen Invt Electric Co., Ltd. | 265.204 | 88.4013 | 34450 | 11483.3333 |  | 0 | 265 | 88.3333 |  |  | 3 | [7 empty] | 3
40 | https://www.alibaba.com/product-detail/pure-sine-wave-6KW-Off-grid_1600416689993.html | September 2022 | China |  | 2022 | components | battery_inverter | Shenzhen Zlpower Electronics Co., Ltd. | 980.7544 | 98.0754 | 127400 | 12740 |  | 0 | 980 | 98 |  |  | 10 | [7 empty] | 10
41 | https://www.indiamart.com/proddetail/jmt-1200-tubular-battery-15407642388.html | September 2022 | India |  | 2022 | components | battery_inverter | Swastik Industries | 71.4396 | 49.6108 | 9280 | 6444.4444 | 5800 | 4027.7778 |  | 0 |  |  | 1.44 | [7 empty] | 1.44
42 | https://www.indiamart.com/proddetail/front-terminal-batteries-22920273591.html | September 2022 | India |  | 2022 | components | battery_inverter | Microtex Energy Private Limited | 98.5373 | 41.0572 | 12800 | 5333.3333 | 8000 | 3333.3333 |  | 0 |  |  | 2.4 | [7 empty] | 2.4
43 | https://www.indiamart.com/proddetail/decor-12v-250ah-inverter-battery-for-inverter-use-25854119897.html | September 2022 | India |  | 2022 | components | battery_inverter | Shivam Energy Control Systems Private Limited | 166.2818 | 55.4273 | 21600 | 7200 | 13500 | 4500 |  | 0 |  |  | 3 | [7 empty] | 3
44 | https://www.indiamart.com/proddetail/exide-inverter-battery-20314262948.html | September 2022 | India |  | 2022 | components | battery_inverter | Maxxcom System Private Limited | 80.0616 | 44.4787 | 10400 | 5777.7778 | 6500 | 3611.1111 |  | 0 |  |  | 1.8 | [7 empty] | 1.8
45 | https://www.indiamart.com/proddetail/inverter-battery-8598217697.html | September 2022 | India |  | 2022 | components | battery_inverter | Z-Power Impex Private Limited | 169.361 | 94.0895 | 22000 | 12222.2222 | 13750 | 7638.8889 |  | 0 |  |  | 1.8 | [7 empty] | 1.8
46 | https://www.alibaba.com/product-detail/Solar-Inverter-Solar-Inverter-SNAT-Energy_1600153399800.html | September 2022 | China |  | 2022 | components | solar_inverter | Foshan Snat Energy Electrical Technology Co., Ltd. | 582.448 | 97.0747 | 75660 | 12610 |  | 0 | 582 | 97 |  |  | 6 | [5 empty] | 6
47 | https://www.alibaba.com/product-detail/LCD-Display-300w-600w-1000w-2000w_1600377901635.html?s=p | September 2022 | China |  | 2022 | components | solar_inverter | Yucoo Network Equipment Co., Limited | 88.0677 | 88.0677 | 11440 | 11440 |  | 0 | 88 | 88 |  |  | 1 | [5 empty] | 1
48 | https://www.alibaba.com/product-detail/Solar-Inverter-Solar-Power-Inverter-500W_1600523952301.html?s=p | September 2022 | China |  | 2022 | components | solar_inverter | Ningbo Kosun New Energy Co., Ltd. | 48.037 | 96.0739 | 6240 | 12480 |  | 0 | 48 | 96 |  |  | 0.5 | [5 empty] | 0.5
49 | https://www.alibaba.com/product-detail/Huawei-Hybrid-Solar-Inverter-5kw-8kw_1600545595432.html | September 2022 | China |  | 2022 | components | solar_inverter | Anhui Jingsun New Energy And Technology Co., Ltd. | 1100.8468 | 110.0847 | 143000 | 14300 |  | 0 | 1100 | 110 |  |  | 10 | [5 empty] | 10
50 | https://www.alibaba.com/product-detail/5kw-off-grid-hybrid-inverter-growatt_1600429364027.html | September 2022 | China |  | 2022 | components | solar_inverter | Jiangsu Solarman Technology Co., Ltd. | 550.4234 | 157.2638 | 71500 | 20428.5714 |  | 0 | 550 | 157.1429 |  |  | 3.5 | [5 empty] | 3.5
51 | https://tgue-trade210311.en.made-in-china.com/product/KFZAVXdMdyWh/China-Long-Life-12V-200ah-192ah-184ah-AGM-VRLA-UPS-Inverter-and-Solar-System-Lead-Acid-Battery.html | September 2022 | China |  | 2022 | components | battery_lead_acid | Guangdong Tiangang New Energy Technology Co., Ltd. | 145.1116 | 60.4632 | 18850 | 7854.1667 |  | 0 | 145 | 60.4167 |  |  | 2.4 | [9 empty] | 2.4
52 | https://hf-sunshine.en.made-in-china.com/product/gOhaZxQVXBWP/China-Sunshine-Most-Popular-LiFePO4-12V-100ah-Lithium-Battery-Lead-Acid-Replacement-Solar-RV-Marine.html | September 2022 | China |  | 2022 | components | battery_lead_acid | HEFEI SUNSHINE SCI-TECH CO., LTD. | 220.1694 | 183.4745 | 28600 | 23833.3333 |  | 0 | 220 | 183.3333 |  |  | 1.2 | [9 empty] | 1.2
53 | https://gzxuntian.en.made-in-china.com/product/qyjxzpGlHIhu/China-UPS-Lead-Acid-Rechargeable-Solar-Panel-Power-Battery-12V24ah-12V38ah-12V50ah-12V55ah-12V65ah-12V100ah-12V120ah-12V150ah-12V200ah-12V250ah-.html | September 2022 | China |  | 2022 | components | battery_lead_acid | Guangzhou Xuntian Electronic Technology Co., Ltd. | 250.1925 | 104.2469 | 32500 | 13541.6667 |  | 0 | 250 | 104.1667 |  |  | 2.4 | [9 empty] | 2.4
54 | https://longv-solarpanel.en.made-in-china.com/product/WnJYBQIkFaVE/China-12V-2-6ah-6-FM-2-6-AGM-Rechargeable-Lead-Acid-Battery-Gel-Lithium-12V-100ah-200ah-250ah-36V-12ah-Solar-Battery-Factory-Price.html | September 2022 | China |  | 2022 | components | battery_lead_acid | Luan East West International Trade Co., Limited | 189.1455 | 78.8106 | 24570 | 10237.5 |  | 0 | 189 | 78.75 |  |  | 2.4 | [9 empty] | 2.4
55 | https://koyosonic.en.made-in-china.com/product/lFdGOEyLSCkz/China-Lithium-Battery-Rack-48V100ah-200ah-Tesla-LiFePO4-Battery-2-5kwh-5kwh-10kwh-15kwh-Lithium-Ion-Battery-Pack-Li-ion-Home-Storage-Battery.html | September 2022 | China |  | 2022 | components | battery_lithium_ion | Koyosonic Power Co., Ltd. | 1857.4288 | 386.9643 | 241280 | 50266.6667 |  | 0 | 1856 | 386.6667 |  |  | 4.8 | [9 empty] | 4.8
56 | https://everexceed.en.made-in-china.com/product/wKYmLRizTJtn/China-CE-and-UL-Approved-Rechargeable-Lithium-Ion-48V-100ah-LiFePO4-Solar-Battery-with-BMS-Solar-System-for-Solar-Wind-Energy-Storage-Solar.html | September 2022 | China |  | 2022 | components | battery_lithium_ion | Shenzhen Everexceed Industrial Co., Ltd. | 1200.9238 | 250.1925 | 156000 | 32500 |  | 0 | 1200 | 250 |  |  | 4.8 | [9 empty] | 4.8
57 | https://cyclen.en.made-in-china.com/product/BFVQTZOHkmhs/China-Deep-Cycle-12V-24V-100ah-200ah-300ah-Lithium-Ion-LiFePO4-Battery-for-Power-and-Solar-Storage.html | September 2022 | China |  | 2022 | components | battery_lithium_ion | Shenzhen Cyclen Technology Co., Ltd. | 299.2302 | 249.3585 | 38870 | 32391.6667 |  | 0 | 299 | 249.1667 |  |  | 1.2 | [9 empty] | 1.2
58 | https://takoma.en.made-in-china.com/product/YwOQufDUXHhj/China-Tycorun-Rechargeable-Lithium-Solar-Battery-Pack-48V-50ah-100ah-150ah-200ah-400ah-500ah-Li-ion-Lithium-Ion-LiFePO4-Battery-for-UPS-Inverter-Energy-Storage.html | September 2022 | China |  | 2022 | components | battery_lithium_ion | Guangzhou Tycorun Energy Co., Ltd. | 1301.0008 | 271.0418 | 169000 | 35208.3333 |  | 0 | 1300 | 270.8333 |  |  | 4.8 | [9 empty] | 4.8
59 | https://howellenergy.en.made-in-china.com/product/oFcfmtxDsMpl/China-Deep-Cycle-Rechargeable-48V-100ah-200ah-5kwh-10kwh-LFP-Liion-Solar-Energy-Storage-Forklift-Electric-Vehicle-UPS-Golf-Lithium-Ion-Iron-Phosphate-LiFePO4-Battery.html | September 2022 | China |  | 2022 | components | battery_lithium_ion | Howell Energy Co., Ltd. | 1150.8853 | 239.7678 | 149500 | 31145.8333 |  | 0 | 1150 | 239.5833 |  |  | 4.8 | [9 empty] | 4.8
60 | https://bobigpower.en.made-in-china.com/product/dNoxwFDPPqcb/China-25kVA-1250kVA-Diesel-Generator-Set-with-ISO-and-Ce-Top-Quality.html | September 2022 | China |  | 2022 | components | diesel_gen | Fujian Bobig Electric Machinery Co., Ltd. | 5003.8491 | 250.1925 | 650000 | 32500 |  | 0 | 5000 | 250 |  |  | 20 | [11 empty] | 20
61 | https://univpower.en.made-in-china.com/product/QbhmqGKMCjWH/China-200kVA-160kw-Silent-Diesel-Genset-UC160E-.html | September 2022 | China |  | 2022 | components | diesel_gen | Zhejiang Universal Machinery Co., Ltd. | 19014.6266 | 118.8414 | 2470000 | 15437.5 |  | 0 | 19000 | 118.75 |  |  | 160 | [11 empty] | 160
62 | https://diesel-generator.en.made-in-china.com/product/sNGEBKfTCPWX/China-10kVA-to-1000kVA-Power-Diesel-Generator-Fu-K-Brand-U-S-a-Brand-Ricardo.html | September 2022 | China |  | 2022 | components | diesel_gen | Fuzhou Jet Electric Machinery Co., Ltd. | 1501.1547 | 187.6443 | 195000 | 24375 |  | 0 | 1500 | 187.5 |  |  | 8 | [11 empty] | 8
63 | https://jcpower.en.made-in-china.com/product/EvcJsiWVrohw/China-20kVA-2750kVA-Cummins-Yuchai-Super-Silent-Soundproof-Open-Electric-Diesel-Engine-Part-Generator-Set-Genset-Generators-for-Logistics-Mine-Hospital-Mall.html | September 2022 | China |  | 2022 | components | diesel_gen | Zhejiang Genlent Generator Technology Co., Ltd. | 3502.6944 | 218.9184 | 455000 | 28437.5 |  | 0 | 3500 | 218.75 |  |  | 16 | [11 empty] | 16
64 | https://bosspowers.en.made-in-china.com/product/njUEOqLoXIci/China-Diesel-Generator-Single-3-Phase-Cummins-Perkins-Yanmar-Ricardo-Open-Silent-Electric-Soundproof-Power-Generator.html | September 2022 | China |  | 2022 | components | diesel_gen | Fujian BOSS Electrical Machinery Co., Ltd. | 5003.8491 | 312.7406 | 650000 | 40625 |  | 0 | 5000 | 312.5 |  |  | 16 | [11 empty] | 16
65 | https://www.indiamart.com/proddetail/165-w-solar-panel-19904374597.html | September 2022 | India |  | 2022 | components | pv_panel | Amrut Energy Private Limited | 73.164 | 443.418 | 9504 | 57600 | 5940 | 36000 |  | 0 |  |  | 0.165
66 | https://www.indiamart.com/proddetail/birkan-solar-panel-23484932155.html | September 2022 | India |  | 2022 | components | pv_panel | Birkan Engineering Industries Private Limited | 142.8791 | 357.1978 | 18560 | 46400 | 11600 | 29000 |  | 0 |  |  | 0.4
67 | https://www.indiamart.com/proddetail/solar-panels-13451529288.html | September 2022 | India |  | 2022 | components | pv_panel | Network Techlab India Private Limited | 73.903 | 230.9469 | 9600 | 30000 | 6000 | 18750 |  | 0 |  |  | 0.32
68 | https://www.indiamart.com/proddetail/rooftop-solar-panel-20072738212.html?pos=5&pla=n | September 2022 | India |  | 2022 | components | pv_panel | Vikram | 98.5373 | 394.1493 | 12800 | 51200 | 8000 | 32000 |  | 0 |  |  | 0.25
69 | https://linshu.en.made-in-china.com/product/nOYarIdlbVRj/China-Smart-power-meter-single-phase-with-WIFI-DIN-Rail-Mounted-electric-meters.html | September 2022 | China |  | 2022 | components | smartmeter_1ph | Dalian Linshu Electron Co., Ltd. | 28.0216 | 28.0216 | 3640 | 3640 |  |  | 28 | #DIV/0!
70 | https://zhuhaiyujian.en.made-in-china.com/product/sjREvqSYfWcz/China-Single-Phase-Prepayment-Smart-Energy-Meter-with-Sts-Approval.html | September 2022 | China |  | 2022 | components | smartmeter_1ph | Zhuhai Yujian Science & Technology Co., Ltd. | 36.0277 | 36.0277 | 4680 | 4680 |  |  | 36 | #DIV/0!
71 | https://trj-china.en.made-in-china.com/product/ydhtzYgVXPcL/China-DDZY876-STS-Prepayment-Single-Phase-Two-Wire-Split-Keypad-Electronic-Smart-Energy-Meter.html | September 2022 | China |  | 2022 | components | smartmeter_1ph | Shenzhen Techrise Electronics Co., Ltd | 27.0208 | 27.0208 | 3510 | 3510 |  |  | 27 | #DIV/0!
72 | https://trj-china.en.made-in-china.com/product/FwWflHbTCgct/China-DDZY876-STS-Prepayment-Postpayment-Single-Phase-Two-Wire-Keypad-Electronic-RF-LoRa-PLC-GPRS-3G-4G-Module-Communication-Split-Smart-Energy-Meter.html | September 2022 | China |  | 2022 | components | smartmeter_1ph | Shenzhen Techrise Electronics Co., Ltd. | 35.0269 | 35.0269 | 4550 | 4550 |  |  | 35 | #DIV/0!
73 | http://www.europe-solarshop.com/sma-sunny-boy-3-0-1av-40.html | September 2022 | Germany |  | 2022 | components | battery_inverter | SMA Sunny Boy | 899.6921 | 299.8974 | 116870 | 38956.6667 |  | 0 | 899 | 299.6667 |  |  | 3
74 | http://www.europe-solarshop.com/sma-sunny-boy-3-6-1av-40.html | September 2022 | Germany |  | 2022 | components | battery_inverter | SMA Sunny Boy | 959.7383 | 246.0867 | 124670 | 31966.6667 |  | 0 | 959 | 245.8974 |  |  | 3.9
75 | http://www.europe-solarshop.com/sma-sunny-boy-4-0-1av-40.html | September 2022 | Germany |  | 2022 | components | battery_inverter | SMA Sunny Boy | 1129.8691 | 269.0165 | 146770 | 34945.2381 |  | 0 | 1129 | 268.8095 |  |  | 4.2
76 | http://www.europe-solarshop.com/sma-sunny-boy-5-0-1av-40.html | September 2022 | Germany |  | 2022 | components | battery_inverter | SMA Sunny Boy | 1168.8992 | 224.7883 | 151840 | 29200 |  | 0 | 1168 | 224.6154 |  |  | 5.2 | [24 empty] | no
77 | https://www.europe-solarstore.com/solar-inverters/sma/sunny-island/sma-sunny-island-3-0m.html | September 2022 | Germany |  | 2022 | components | solar_inverter | SMA Sunny Island | 2802.1555 | 350.2694 | 364000 | 45500 |  | 0 | 2800 | 350 |  |  | 8 | [24 empty] | 12W
78 | https://www.europe-solarstore.com/solar-inverters/sma/sunny-island/sma-sunny-island-3-0m.html | September 2022 | Germany |  | 2022 | components | solar_inverter | SMA Sunny Island | 2561.9707 | 426.9951 | 332800 | 55466.6667 |  | 0 | 2560 | 426.6667 |  |  | 6
79 | https://www.europe-solarstore.com/solar-inverters/sma/sunny-island/sma-sunny-island-3-0m.html | September 2022 | Germany |  | 2022 | components | solar_inverter | SMA Sunny Tripower | 4503.4642 | 75.0577 | 585000 | 9750 |  | 0 | 4500 | 75 |  |  | 60
80 | https://www.europe-solarstore.com/solar-inverters/sma/sunny-island/sma-sunny-island-3-0m.html | September 2022 | Germany |  | 2022 | components | solar_inverter | KACO Power 48 | 5804.465 | 145.1116 | 754000 | 18850 |  | 0 | 5800 | 145 |  |  | 40
81 | https://www.europe-solarstore.com/solar-inverters/sma/sunny-island/sma-sunny-island-3-0m.html | September 2022 | Germany |  | 2022 | components | solar_inverter | Fronius Symo 10.0-3-M | 1901.4627 | 190.1463 | 247000 | 24700 |  | 0 | 1900 | 190 |  |  | 10
82 | https://www.europe-solarstore.com/solar-inverters/sma/sunny-island/sma-sunny-island-3-0m.html | September 2022 | Germany |  | 2022 | components | solar_inverter | SolarEdge SE12.5K | 1750.3464 | 140.0277 | 227370 | 18189.6 |  | 0 | 1749 | 139.92 |  |  | 12.5 | [24 empty] | 3-ph
83 | https://www.solaranlagen-portal.com/solar/solaranlage/preise/modulpreise | September 2022 | Germany |  | 2022 | components | pv_panel | Average Market Study /Mainstream | 340.2617 | 340.2617 | 44200 | 44200 |  | 0 | 340 | 340 |  |  | 1
84 | https://www.solaranlagen-portal.com/solar/solaranlage/preise/modulpreise | September 2022 | Germany |  | 2022 | components | pv_panel | Average Market Study /High Efficiency | 430.331 | 430.331 | 55900 | 55900 |  | 0 | 430 | 430 |  |  | 1
85 | https://www.solaranlagen-portal.com/solar/solaranlage/preise/modulpreise | September 2022 | Germany |  | 2022 | components | pv_panel | Average Market Study /Low Cost (B) | 210.1617 | 210.1617 | 27300 | 27300 |  | 0 | 210 | 210 |  |  | 1 | [24 empty] | 3-ph
86 | https://photovoltaik.one/photovoltaik-preise | September 2022 | Germany |  | 2022 | components | battery_lithium_ion | Average Market Study | 280.2156 | 280.2156 | 36400 | 36400 |  | 0 | 280 | 280 |  |  | 1
87 | https://echtsolar.de/kosten-wechselrichter/ | September 2022 | Germany |  | 2022 | components | solar_inverter | Average Market Study/ >5kWh | 1150.8853 | 230.1771 | 149500 | 29900 |  | 0 | 1150 | 230 |  |  | 5
88 | https://echtsolar.de/kosten-wechselrichter/ | September 2022 | Germany |  | 2022 | components | solar_inverter | Average Market Study/ 5kWh - 10kWh | 1661.2779 | 166.1278 | 215800 | 21580 |  | 0 | 1660 | 166 |  |  | 10
89 | https://echtsolar.de/kosten-wechselrichter/ | September 2022 | Germany |  | 2022 | components | solar_inverter | Average Market Study/ 10kWh - 100kWh | 7405.6967 | 74.057 | 962000 | 9620 |  | 0 | 7400 | 74 |  |  | 100
90 | http://www.europe-solarshop.com/batteries/battery-type/lithium-ion/fronius-solar-battery-6-0-kwh.html | September 2022 | Germany |  | 2022 | components | battery_lithium_ion | Fronius Solar | 6148.7298 | 1024.7883 | 798720 | 133120 |  | 0 | 6144 | 1024 |  |  | 6
91 | http://www.europe-solarshop.com/batteries/battery-type/lithium-ion/kostal-piko-battery-li-6-sony.html | September 2022 | Germany |  | 2022 | components | battery_lithium_ion | kostal-piko-battery | 7804.0031 | 1300.6672 | 1013740 | 168956.6667 |  | 0 | 7798 | 1299.6667 |  |  | 6
92 | http://www.europe-solarshop.com/batteries/battery-type/lithium-ion/varta-element-6.html | September 2022 | Germany |  | 2022 | components | battery_lithium_ion | Varta Element 6 | 7355.6582 | 1225.943 | 955500 | 159250 |  | 0 | 7350 | 1225 |  |  | 6
93 | http://www.europe-solarshop.com/batteries/battery-type/lithium-ion/lg-chem-resu6-5.html | September 2022 | Germany |  | 2022 | components | battery_lithium_ion | LG Chem RESU6.5 | 3715.8584 | 571.6705 | 482690 | 74260 |  | 0 | 3713 | 571.2308 |  |  | 6.5
94 | https://www.indiamart.com/proddetail/l-t-1-phase-solar-net-meter-25942315562.html | September 2022 | India |  | 2022 | components | smartmeter_1ph | Oriana Solar System LLP | 29.5612 | 29.5612 | 3840 | 3840 | 2400 |  |  | #DIV/0!
95 | https://www.indiamart.com/proddetail/net-meter-solar-meter-bidirectional-meter-single-phase-22033929591.html | September 2022 | India |  | 2022 | components | smartmeter_1ph | S S Solar Speciality | 32.0246 | 32.0246 | 4160 | 4160 | 2600 |  |  | #DIV/0!
96 | https://www.indiamart.com/proddetail/5-30amp-single-phase-lprf-msedcl-approved-meter-l-t-by-schneider-electric-india-pvt-ltd-23217354730.html | September 2022 | India |  | 2022 | components | smartmeter_1ph | Jaycee Enterprise | 24.6343 | 24.6343 | 3200 | 3200 | 2000 |  |  | #DIV/0!
97 | https://www.indiamart.com/proddetail/single-phase-meter-25682962091.html | September 2022 | India |  | 2022 | components | smartmeter_1ph | Shramica Electricals | 28.4527 | 28.4527 | 3696 | 3696 | 2310 |  |  | #DIV/0!
99 | China Source 1 | September 2022 | China |  | 2022 | components | pv_panel | Solis | 16512.7021 | 330.254 | 2145000 | 42900 |  |  | 16500 | 330 |  |  | 50
100 | China Source 1 | September 2022 | China |  | 2022 | components | pv_panel | Solis | 960739.03 | 320.2463 | 124800000 | 41600 |  |  | 960000 | 320 |  |  | 3000
101 | China Source 1 | September 2022 | China |  | 2022 | components | pv_panel |  | 85065.4349 | 340.2617 | 11050000 | 44200 |  |  | 85000 | 340 |  |  | 250
102 | China Source 1 | September 2022 | China |  | 2022 | components | pv_panel |  | 3502.6944 | 350.2694 | 455000 | 45500 |  |  | 3500 | 350 |  |  | 10
103 | China Source 1 | September 2022 | China |  | 2022 | components | pv_mounting_rooftop |  | 4003.0793 | 80.0616 | 520000 | 10400 |  |  | 4000 | 80 |  |  | 50
104 | China Source 1 | September 2022 | China |  | 2022 | components | pv_mounting_ground |  | 330254.0416 | 110.0847 | 42900000 | 14300 |  |  | 330000 | 110 |  |  | 3000
105 | China Source 1 | September 2022 | China |  | 2022 | components | pv_mounting_ground |  | 22016.9361 | 110.0847 | 2860000 | 14300 |  |  | 22000 | 110 |  |  | 200
106 | China Source 1 | September 2022 | China |  | 2022 | components | pv_mounting_rooftop |  | 240.1848 | 80.0616 | 31200 | 10400 |  |  | 240 | 80 |  |  | 3
107 | China Source 1 | September 2022 | China |  | 2022 | components | solar_inverter |  | 2101.6166 | 42.0323 | 273000 | 5460 |  |  | 2100 | 42 |  |  | 50
108 | China Source 1 | September 2022 | China |  | 2022 | components | solar_inverter |  | 66050.8083 | 22.0169 | 8580000 | 2860 |  |  | 66000 | 22 |  |  | 3000
109 | China Source 1 | September 2022 | China |  | 2022 | components | solar_inverter |  | 9006.9284 | 36.0277 | 1170000 | 4680 |  |  | 9000 | 36 |  |  | 250
110 | China Source 1 | September 2022 | China |  | 2022 | components | solar_inverter |  | 420.3233 | 140.1078 | 54600 | 18200 |  |  | 420 | 140 |  |  | 3
111 | China Source 1 | September 2022 | China |  | 2022 | components | solar_inverter |  | 290.2232 | 290.2232 | 37700 | 37700 |  |  | 290 | 290 |  |  | 1
112 | China Source 1 | September 2022 | China |  | 2022 | components | pv_panel |  | 15511.9323 | 310.2386 | 2015000 | 40300 |  |  | 15500 | 310 |  |  | 50
113 | China Source 1 | September 2022 | China |  | 2022 | components | pv_panel |  | 840646.6513 | 280.2156 | 109200000 | 36400 |  |  | 840000 | 280 |  |  | 3000
114 | China Source 1 | September 2022 | China |  | 2022 | components | pv_mounting_ground |  | 1150.8853 | 23.0177 | 149500 | 2990 |  |  | 1150 | 23 |  |  | 50
115 | China Source 1 | September 2022 | China |  | 2022 | components | pv_mounting_ground |  | 285219.3995 | 95.0731 | 37050000 | 12350 |  |  | 285000 | 95 |  |  | 3000
116 | China Source 2 | September 2022 | China |  | 2022 | components | solar_inverter |  | 2602.0015 | 52.04 | 338000 | 6760 |  |  | 2600 | 52 |  |  | 50
117 | China Source 2 | September 2022 | China |  | 2022 | components | solar_inverter |  | 120092.3788 | 40.0308 | 15600000 | 5200 |  |  | 120000 | 40 |  |  | 3000
118 | China Source 2 | September 2022 | China |  | 2022 | components | solar_inverter |  | 10007.6982 | 50.0385 | 1300000 | 6500 |  |  | 10000 | 50 |  |  | 200
119 | China Source 2 | September 2022 | China |  | 2022 | components | solar_inverter |  | 660.5081 | 220.1694 | 85800 | 28600 |  |  | 660 | 220 |  |  | 3
120 | China Source 2 | September 2022 | China |  | 2022 | components | solar_inverter |  | 960.739 | 320.2463 | 124800 | 41600 |  |  | 960 | 320 |  |  | 3
121 | China Source 2 | September 2022 | China |  | 2022 | components | battery_lithium_ion |  | 5802.8637 | 453.3487 | 753792 | 58890 |  |  | 5798.4 | 453 |  |  | 12.8 | [7 empty] | 12.8
122 | China Source 2 | September 2022 | China |  | 2022 | components | battery_lithium_ion |  | 22817.552 | 228.1755 | 2964000 | 29640 |  |  | 22800 | 228 |  |  | 100 | [7 empty] | 100
123 | China Source 2 | September 2022 | China |  | 2022 | components | diesel_gen |  | 1200.9238 | 400.3079 | 156000 | 52000 |  |  | 1200 | 400 |  |  | 3 | [9 empty] | 3
124 | China Source 2 | September 2022 | China |  | 2022 | components | diesel_gen |  | 6004.6189 | 300.2309 | 780000 | 39000 |  |  | 6000 | 300 |  |  | 20 | [9 empty] | 20
125 | China Source 2 | September 2022 | China |  | 2022 | components | diesel_gen |  | 9006.9284 | 250.1925 | 1170000 | 32500 |  |  | 9000 | 250 |  |  | 36 | [9 empty] | 36
126 | China Source 2 | September 2022 | China |  | 2022 | components | diesel_gen |  | 16012.3172 | 241.1494 | 2080000 | 31325.3012 |  |  | 16000 | 240.9639 |  |  | 66.4 | [9 empty] | 66.4
127 | Worldbank Handbook | September 2022 | Other |  | 2022 | components | battery_lead_acid |  | 53321.0162 | 185.1424 | 6926400 | 24050 |  |  | 53280 | 185 |  |  | 288
128 | Worldbank Handbook | September 2022 | Other |  | 2022 | components | battery_lead_acid |  | 41215.7044 | 143.1101 | 5353920 | 18590 |  |  | 41184 | 143 |  |  | 288
129 | Worldbank Handbook | September 2022 | Other |  | 2022 | components | battery_lead_acid |  | 37468.8222 | 130.1001 | 4867200 | 16900 |  |  | 37440 | 130 |  |  | 288
130 | Worldbank Handbook | September 2022 | Other |  | 2022 | components | battery_lead_acid |  | 33145.4965 | 115.0885 | 4305600 | 14950 |  |  | 33120 | 115 |  |  | 288
131 | Worldbank Handbook | September 2022 | Other |  | 2022 | components | battery_lead_acid |  | 30551.5012 | 106.0816 | 3968640 | 13780 |  |  | 30528 | 106 |  |  | 288
132 | Worldbank Handbook | September 2022 | Other |  | 2022 | components | battery_lead_acid |  | 40927.4827 | 142.1093 | 5316480 | 18460 |  |  | 40896 | 142 |  |  | 288
133 | Worldbank Handbook | September 2022 | Other |  | 2022 | components | battery_lead_acid |  | 66579.2148 | 231.1778 | 8648640 | 30030 |  |  | 66528 | 231 |  |  | 288
134 | Worldbank Handbook | September 2022 | Other |  | 2022 | components | battery_lead_acid |  | 43809.6998 | 152.117 | 5690880 | 19760 |  |  | 43776 | 152 |  |  | 288
135 | Worldbank Handbook | September 2022 | Other |  | 2022 | components | battery_lead_acid |  | 51879.9076 | 180.1386 | 6739200 | 23400 |  |  | 51840 | 180 |  |  | 288
136 | Worldbank Handbook | September 2022 | Other |  | 2022 | components | battery_lead_acid |  | 45539.03 | 158.1216 | 5915520 | 20540 |  |  | 45504 | 158 |  |  | 288
137 | Worldbank Handbook | September 2022 | Other |  | 2022 | components | battery_lead_acid |  | 45827.2517 | 159.1224 | 5952960 | 20670 |  |  | 45792 | 159 |  |  | 288
138 | Worldbank Handbook | September 2022 | Other |  | 2022 | components | battery_lead_acid |  | 40639.261 | 141.1085 | 5279040 | 18330 |  |  | 40608 | 141 |  |  | 288
139 | Worldbank Handbook | September 2022 | Other |  | 2022 | components | battery_lithium_ion |  | 51339.4919 | 285.2194 | 6669000 | 37050 |  |  | 51300 | 285 |  |  | 180
140 | Worldbank Handbook | September 2022 | Other |  | 2022 | components | battery_lithium_ion |  | 112586.6051 | 625.4811 | 14625000 | 81250 |  |  | 112500 | 625 |  |  | 180
141 | Worldbank Handbook | September 2022 | Other |  | 2022 | components | battery_lithium_ion |  | 76018.4758 | 422.3249 | 9874800 | 54860 |  |  | 75960 | 422 |  |  | 180
142 | Worldbank Handbook | September 2022 | Other |  | 2022 | components | battery_lithium_ion |  | 59625.8661 | 331.2548 | 7745400 | 43030 |  |  | 59580 | 331 |  |  | 180
143 | Worldbank Handbook | September 2022 | Other |  | 2022 | components | battery_lithium_ion |  | 110605.0808 | 614.4727 | 14367600 | 79820 |  |  | 110520 | 614 |  |  | 180
144 | Worldbank Handbook | September 2022 | Other |  | 2022 | components | battery_lithium_ion |  | 67551.963 | 375.2887 | 8775000 | 48750 |  |  | 67500 | 375 |  |  | 180
145 | Worldbank Handbook | September 2022 | Other |  | 2022 | components | battery_inverter |  | 35377.2132 | 707.5443 | 4595500 | 91910 |  |  | 35350 | 707 |  |  | 50
146 | Worldbank Handbook | September 2022 | Other |  | 2022 | components | battery_inverter |  | 23367.9754 | 467.3595 | 3035500 | 60710 |  |  | 23350 | 467 |  |  | 50
147 | Worldbank Handbook | September 2022 | Other |  | 2022 | components | battery_inverter |  | 46435.7198 | 928.7144 | 6032000 | 120640 |  |  | 46400 | 928 |  |  | 50
148 | Worldbank Handbook | September 2022 | Other |  | 2022 | components | battery_inverter |  | 32074.6728 | 641.4935 | 4166500 | 83330 |  |  | 32050 | 641 |  |  | 50
149 | https://www.enfsolar.com/pv/mounting-system? | September 2022 | China |  | 2022 | components | pv_mounting_ground |  | 0 | 0 | 0 | 0 |  |  |  | 53 |  |  | 24
150 | https://www.enfsolar.com/pv/mounting-system? | September 2022 | China |  | 2022 | components | pv_mounting_ground |  | 0 | 0 | 0 | 0 |  |  |  | 73 |  |  | 20
151 | https://www.enfsolar.com/pv/mounting-system? | September 2022 | China |  | 2022 | components | pv_mounting_ground |  | 0 | 0 | 0 | 0 |  |  |  | 60 |  |  | 20
152 | https://www.enfsolar.com/pv/mounting-system? | September 2022 | China |  | 2022 | components | pv_mounting_ground |  | 0 | 0 | 0 | 0 |  |  |  | 79 |  |  | 20
153 | https://www.enfsolar.com/pv/mounting-system? | September 2022 | China |  | 2022 | components | pv_mounting_ground |  | 0 | 0 | 0 | 0 |  |  |  | 38 |  |  | 20
154 | https://www.enfsolar.com/pv/mounting-system? | September 2022 | China |  | 2022 | components | pv_mounting_ground |  | 0 | 0 | 0 | 0 |  |  |  | 61 |  |  | 20
155 | https://www.enfsolar.com/pv/mounting-system? | September 2022 | China |  | 2022 | components | pv_mounting_ground |  | 0 | 0 | 0 | 0 |  |  |  | 39 |  |  | 20
156 | https://www.enfsolar.com/pv/mounting-system? | September 2022 | China |  | 2022 | components | pv_mounting_ground |  | 0 | 0 | 0 | 0 |  |  |  | 63 |  |  | 20
157 | https://www.enfsolar.com/pv/mounting-system? | September 2022 | China |  | 2022 | components | pv_mounting_ground |  | 0 | 0 | 0 | 0 |  |  |  | 46 |  |  | 20
158 | https://www.enfsolar.com/pv/mounting-system? | September 2022 | Spain |  | 2022 | components | pv_mounting_ground |  | 0 | 0 | 0 | 0 |  |  |  | 74 |  |  | 20
159 | https://www.enfsolar.com/pv/mounting-system? | September 2022 | Spain |  | 2022 | components | pv_mounting_ground |  | 0 | 0 | 0 | 0 |  |  |  | 71 |  |  | 20
160 | https://www.enfsolar.com/pv/mounting-system? | September 2022 | China |  | 2022 | components | pv_mounting_rooftop |  | 0 | 0 | 0 | 0 |  |  |  | 23 |  |  | 20
161 | https://www.enfsolar.com/pv/mounting-system? | September 2022 | China |  | 2022 | components | pv_mounting_rooftop |  | 0 | 0 | 0 | 0 |  |  |  | 25 |  |  | 20
162 | https://www.enfsolar.com/pv/mounting-system? | September 2022 | China |  | 2022 | components | pv_mounting_rooftop |  | 0 | 0 | 0 | 0 |  |  |  | 15 |  |  | 20
163 | https://www.enfsolar.com/pv/mounting-system? | September 2022 | China |  | 2022 | components | pv_mounting_rooftop |  | 0 | 0 | 0 | 0 |  |  |  | 35 |  |  | 20
164 | https://www.enfsolar.com/pv/mounting-system? | September 2022 | China |  | 2022 | components | pv_mounting_rooftop |  | 0 | 0 | 0 | 0 |  |  |  | 19 |  |  | 20
165 | https://www.enfsolar.com/pv/mounting-system? | September 2022 | China |  | 2022 | components | pv_mounting_rooftop |  | 0 | 0 | 0 | 0 |  |  |  | 30 |  |  | 20
166 | https://www.enfsolar.com/pv/mounting-system? | September 2022 | China |  | 2022 | components | pv_mounting_rooftop |  | 0 | 0 | 0 | 0 |  |  |  | 15 |  |  | 20
167 | https://www.enfsolar.com/pv/mounting-system? | September 2022 | Germany |  | 2022 | components | pv_mounting_rooftop |  | 0 | 0 | 0 | 0 |  |  |  | 56 |  |  | 20
168 | https://www.enfsolar.com/pv/mounting-system? | September 2022 | Germany |  | 2022 | components | pv_mounting_rooftop |  | 0 | 0 | 0 | 0 |  |  |  | 62 |  |  | 20
169 | https://www.enfsolar.com/pv/mounting-system? | September 2022 | Germany |  | 2022 | components | pv_mounting_rooftop |  | 0 | 0 | 0 | 0 |  |  |  | 20 |  |  | 20
170 | https://www.enfsolar.com/pv/mounting-system? | September 2022 | Germany |  | 2022 | components | pv_mounting_rooftop |  | 0 | 0 | 0 | 0 |  |  |  | 43 |  |  | 20
171 | https://www.enfsolar.com/pv/mounting-system? | September 2022 | USA |  | 2022 | components | pv_mounting_rooftop |  | 0 | 0 | 0 | 0 |  |  |  | 25 |  |  | 20
172 | https://www.enfsolar.com/pv/solar-system | September 2022 | USA |  | 2022 | components | pv_mounting_rooftop |  | 0 | 0 | 0 | 0 |  |  |  | 25 |  |  | 20
173 | https://www.enfsolar.com/pv/solar-system | September 2022 | Spain |  | 2022 | components | solar_inverter | Solax Power | 971.7475 | 194.3495 | 126230 | 25246 |  |  | 971 | 194.2 |  |  | 5
174 | https://www.enfsolar.com/pv/solar-system | September 2022 | Spain |  | 2022 | components | solar_inverter | Master Battery, S.L. | 1391.0701 | 252.9218 | 180700 | 32854.5455 |  |  | 1390 | 252.7273 |  |  | 5.5
175 | https://www.enfsolar.com/pv/solar-system | September 2022 | Spain |  | 2022 | components | solar_inverter | Solax Power | 1591.224 | 176.8027 | 206700 | 22966.6667 |  |  | 1590 | 176.6667 |  |  | 9
176 | https://www.enfsolar.com/pv/solar-system | September 2022 | Spain |  | 2022 | components | solar_inverter | Inti Photovoltaics | 294.2263 | 147.1132 | 38220 | 19110 |  |  | 294 | 147 |  |  | 2
177 | https://www.enfsolar.com/pv/solar-system | September 2022 | Spain |  | 2022 | components | solar_inverter | Solax Power | 941.7244 | 188.3449 | 122330 | 24466 |  |  | 941 | 188.2 |  |  | 5
178 | https://www.enfsolar.com/pv/solar-system | September 2022 | Germany |  | 2022 | components | solar_inverter | Tomma Tech | 1961.5089 | 245.1886 | 254800 | 31850 |  |  | 1960 | 245 |  |  | 8
179 | https://www.enfsolar.com/pv/solar-system | September 2022 | Germany |  | 2022 | components | solar_inverter | Tomma Tech | 1381.0624 | 276.2125 | 179400 | 35880 |  |  | 1380 | 276 |  |  | 5
180 | https://www.enfsolar.com/pv/solar-system | September 2022 | China |  | 2022 | components | solar_inverter | GSL Energy | 1731.3318 | 173.1332 | 224900 | 22490 |  |  | 1730 | 173 |  |  | 10
181 | https://www.enfsolar.com/pv/solar-system | September 2022 | China |  | 2022 | components | solar_inverter | Deye Inverter | 928.7144 | 168.8572 | 120640 | 21934.5455 |  |  | 928 | 168.7273 |  |  | 5.5
182 | https://www.enfsolar.com/pv/solar-system | September 2022 | China |  | 2022 | components | solar_inverter | Inhenergy | 774.5958 | 129.0993 | 100620 | 16770 |  |  | 774 | 129 |  |  | 6
183 | https://www.enfsolar.com/pv/solar-system | September 2022 | China |  | 2022 | components | solar_inverter | Huayu New Energy Technologies | 2061.5858 | 229.0651 | 267800 | 29755.5556 |  |  | 2060 | 228.8889 |  |  | 9
184 | https://www.enfsolar.com/pv/solar-system | September 2022 | China |  | 2022 | components | solar_inverter | AtessPower | 1861.4319 | 186.1432 | 241800 | 24180 |  |  | 1860 | 186 |  |  | 10
185 | https://www.enfsolar.com/pv/solar-system | September 2022 | China |  | 2022 | components | solar_inverter | AtessPower | 5674.3649 | 189.1455 | 737100 | 24570 |  |  | 5670 | 189 |  |  | 30
186 | https://www.enfsolar.com/pv/solar-system | September 2022 | China |  | 2022 | components | solar_inverter | AtessPower | 8516.5512 | 170.331 | 1106300 | 22126 |  |  | 8510 | 170.2 |  |  | 50
187 | https://www.enfsolar.com/pv/solar-system | September 2022 | China |  | 2022 | components | solar_inverter | AtessPower | 15912.2402 | 159.1224 | 2067000 | 20670 |  |  | 15900 | 159 |  |  | 100
188 | https://www.enfsolar.com/pv/solar-system | September 2022 | China |  | 2022 | components | solar_inverter | AtessPower | 1861.4319 | 297.8291 | 241800 | 38688 |  |  | 1860 | 297.6 |  |  | 6.25
189 | https://www.enfsolar.com/pv/solar-system | September 2022 | China |  | 2022 | components | solar_inverter | AtessPower | 2061.5858 | 219.3176 | 267800 | 28489.3617 |  |  | 2060 | 219.1489 |  |  | 9.4
190 | https://www.enfsolar.com/pv/solar-system | September 2022 | China |  | 2022 | components | solar_inverter | AtessPower | 2271.7475 | 181.7398 | 295100 | 23608 |  |  | 2270 | 181.6 |  |  | 12.5
191 | https://www.enfsolar.com/pv/solar-system | September 2022 | China |  | 2022 | components | solar_inverter | Huayu New Energy Technologies | 2161.6628 | 242.8835 | 280800 | 31550.5618 |  |  | 2160 | 242.6966 |  |  | 8.9
192 | https://www.enfsolar.com/pv/solar-system | September 2022 | China |  | 2022 | components | solar_inverter | Huayu New Energy Technologies | 2371.8245 | 239.5782 | 308100 | 31121.2121 |  |  | 2370 | 239.3939 |  |  | 9.9
193 | https://www.enfsolar.com/pv/solar-system | September 2022 | China |  | 2022 | components | solar_inverter | Huayu New Energy Technologies | 2581.9861 | 232.6114 | 335400 | 30216.2162 |  |  | 2580 | 232.4324 |  |  | 11.1
194 | https://www.enfsolar.com/pv/solar-system | September 2022 | China |  | 2022 | components | solar_inverter | Huayu New Energy Technologies | 2992.3018 | 226.6895 | 388700 | 29446.9697 |  |  | 2990 | 226.5152 |  |  | 13.2
195 | made-in-china.com | September 2022 | China |  | 2022 | SRT | pv_ac_couple | Hefei Pinergy Solar | 32024.6343 | 400.3079 | 4160000 | 52000 |  |  | 32000 | 400 |  |  | 80
196 | made-in-china.com | September 2022 | China |  | 2022 | SRT | pv_ac_couple | Hefei Pinergy Solar | 22517.321 | 450.3464 | 2925000 | 58500 |  |  | 22500 | 450 |  |  | 50
197 | https://kenbrooksolar.com/ | September 2022 | India |  | 2022 | SRT | pv_ac_storage |  | 7896.5235 | 789.6523 | 1025758.4 | 102575.84 | 641099 | 64109.9 |  |  |  |  | 10 |  |  | AC |  |  | 10 |  |  |  | 18
198 | https://kenbrooksolar.com/ | September 2022 | India |  | 2022 | SRT | pv_ac_couple |  | 5388.5142 | 538.8514 | 699968 | 69996.8 | 437480 | 43748 |  |  |  |  | 10 |  |  | AC
199 | https://kenbrooksolar.com/ | September 2022 | India |  | 2022 | SRT | pv_ac_storage |  | 8686.3865 | 868.6386 | 1128361.6 | 112836.16 | 705226 | 70522.6 |  |  |  |  | 10 |  |  | AC |  |  | 10 |  |  |  | 18
200 | made-in-china.com | September 2022 | China |  | 2022 | SRT | pv_ac_storage | Daheng Energy Technology | 9006.9284 | 900.6928 | 1170000 | 117000 |  |  | 9000 | 900 |  |  | 10 | [10 empty] | 48
201 | https://www.enfsolar.com/pv/solar-system | September 2022 | China |  | 2022 | SRT | pv_ac_couple |  | 4553.5027 | 455.3503 | 591500 | 59150 |  |  | 4550 | 455 |  |  | 10
202 | https://www.enfsolar.com/pv/solar-system | September 2022 | China |  | 2022 | SRT | pv_ac_storage |  | 5594.3033 | 559.4303 | 726700 | 72670 |  |  | 5590 | 559 |  |  | 10
203 | https://www.enfsolar.com/pv/solar-system | September 2022 | China |  | 2022 | SRT | pv_ac_storage |  | 7125.4811 | 890.6851 | 925600 | 115700 |  |  | 7120 | 890 |  |  | 8
204 | https://kenbrooksolar.com/ | September 2022 | India |  | 2022 | SRT | pv_ac_couple |  | 2860.8345 | 572.1669 | 371622.4 | 74324.48 | 232264 | 46452.8 |  |  |  |  | 5 |  |  | AC
205 | https://kenbrooksolar.com/ | September 2022 | India |  | 2022 | SRT | pv_ac_storage |  | 4729.669 | 945.9338 | 614384 | 122876.8 | 383990 | 76798 |  |  |  |  | 5 |  |  | AC |  |  | 5 |  |  |  | 14.4
206 | made-in-china.com | September 2022 | China |  | 2022 | SRT | pv_ac_storage | Daheng Energy Technology | 6004.6189 | 1200.9238 | 780000 | 156000 |  |  | 6000 | 1200 |  |  | 5 | [10 empty] | 24
207 | https://www.enfsolar.com/pv/solar-system | September 2022 | China |  | 2022 | SRT | pv_ac_storage |  | 4633.5643 | 926.7129 | 601900 | 120380 |  |  | 4630 | 926 |  |  | 5
208 | https://www.enfsolar.com/pv/solar-system | September 2022 | China |  | 2022 | SRT | pv_ac_storage |  | 5043.8799 | 1050.8083 | 655200 | 136500 |  |  | 5040 | 1050 |  |  | 4.8
209 | https://kenbrooksolar.com/ | September 2022 | India |  | 2022 | SRT | pv_ac_storage |  | 2555.7998 | 851.9333 | 331998.4 | 110666.1333 | 207499 | 69166.3333 |  |  |  |  | 3 |  |  | AC |  |  | 3 |  |  |  | 7.2
210 | https://www.enfsolar.com/pv/solar-system | September 2022 | China |  | 2022 | SRT | pv_ac_storage |  | 2682.0631 | 894.021 | 348400 | 116133.3333 |  |  | 2680 | 893.3333 |  |  | 3
211 | https://kenbrooksolar.com/ | September 2022 | India |  | 2022 | SRT | pv_ac_storage |  | 1987.9784 | 993.9892 | 258238.4 | 129119.2 | 161399 | 80699.5 |  |  |  |  | 2 |  |  | AC |  |  | 2 |  |  |  | 3.6
212 | https://kenbrooksolar.com/ | September 2022 | India |  | 2022 | SRT | pv_ac_couple |  | 1120.739 | 560.3695 | 145584 | 72792 | 90990 | 45495 |  |  |  |  | 2 |  |  | AC
213 | https://www.enfsolar.com/pv/solar-system | September 2022 | China |  | 2022 | SRT | pv_ac_storage |  | 3712.856 | 1856.428 | 482300 | 241150 |  |  | 3710 | 1855 |  |  | 2
214 | https://www.enfsolar.com/pv/solar-system | September 2022 | China |  | 2022 | SRT | pv_ac_storage |  | 21806.7744 | 10903.3872 | 2832700 | 1416350 |  |  | 21790 | 10895 |  |  | 2
215 | https://kenbrooksolar.com/ | September 2022 | India |  | 2022 | SRT | pv_ac_storage |  | 858.4942 | 858.4942 | 111518.4 | 111518.4 | 69699 | 69699 |  |  |  |  | 1 |  |  | AC |  |  | 1 |  |  |  | 1.8
216 | https://kenbrooksolar.com/ | September 2022 | India |  | 2022 | SRT | pv_ac_couple |  | 825.2379 | 825.2379 | 107198.4 | 107198.4 | 66999 | 66999 |  |  |  |  | 1 |  |  | AC |  |  | 1 |  | 0 | 0 | 0
217 | https://www.enfsolar.com/pv/solar-system | September 2022 | China |  | 2022 | SRT | pv_ac_storage |  | 536.4126 | 1072.8253 | 69680 | 139360 |  |  | 536 | 1072 |  |  | 0.5
218 | Iysert Energy | September 2022 | India |  | 2022 | SRT | pv_ac_storage | Iysert Energy | 227.8676 | 1139.338 | 29600 | 148000 | 18500 | 92500 |  | 0 |  |  | 0.2
219 | https://www.enfsolar.com/pv/solar-system | September 2022 | China |  | 2022 | SHS | pv_dc_storage |  | 206.1586 | 1030.7929 | 26780 | 133900 |  |  | 206 | 1030 |  |  | 0.2
220 | https://www.indiamart.com/proddetail/d-light-solar-inverter-home-system-20695938662.html?pos=4&pla=n | September 2022 | India |  | 2022 | SHS | pv_dc_couple |  | 541.9554 | 3284.5779 | 70400 | 426666.6667 | 44000 | 266666.6667 |  | 0 |  |  | 0.165
221 | Devang solar | September 2022 | India |  | 2022 | SHS | pv_dc_storage | Devang solar | 369.515 | 2463.4334 | 48000 | 320000 | 30000 | 200000 |  | 0 |  |  | 0.15
222 | reference_freddy | September 2022 | India |  | 2022 | SHS | pv_dc_storage |  | 314.0878 | 3140.8776 | 40800 | 408000 | 25500 | 255000 |  | 0 |  |  | 0.1
223 | reference_freddy | September 2022 | India |  | 2022 | SHS | pv_dc_storage |  | 646.8976 | 6468.9761 | 84032 | 840320 | 52520 | 525200 |  | 0 |  |  | 0.1
224 |  | September 2022 | India |  | 2022 | SHS | pv_dc_storage |  | 221.709 | 2217.0901 | 28800 | 288000 | 18000 | 180000 |  | 0 |  |  | 0.1
225 | https://www.zeropower.in/product-details/100-wp-module-solar-eco-smart-home-dc-combo-with-controller | September 2022 | India |  | 2022 | SHS | pv_dc_storage |  | 172.4403 | 1724.4034 | 22400 | 224000 | 14000 | 140000 |  | 0 |  |  | 0.1
226 | Greenland | September 2022 | India |  | 2022 | SHS | pv_dc_storage | Greenland | 129.3303 | 1293.3025 | 16800 | 168000 | 10500 | 105000 |  | 0 |  |  | 0.1
227 | GVP | September 2022 | India |  | 2022 | SHS | pv_dc_storage |  | 123.1717 | 1642.2889 | 16000 | 213333.3333 | 10000 | 133333.3333 |  |  |  |  | 0.075 | [9 empty] | 0.312 | [11 empty] | 7W * 2 | yes | 12W
228 | blogs/pricelist | September 2022 | India |  | 2022 | SHS | pv_dc_storage | Loom Solar | 86.097 | 1721.94 | 11184 | 223680 | 6990 | 139800 |  | 0 |  |  | 0.05 | [10 empty] | 0.15 | [11 empty] | 2 bulbs | yes
229 | https://szpowersolution.en.made-in-china.com/product/IFTJWcOUYaVG/China-20W-Solar-Home-Lighting-System-with-3-LED-Bulbs-FM-and-MP3-Player-Can-Run-DC-TV-and-Fan.html | September 2022 | China |  | 2022 | SHS | pv_dc_storage | Shenzen Power Solution | 117.0901 | 2341.8014 | 15210 | 304200 |  |  | 117 | 2340 |  |  | 0.05 | [10 empty] | 0.288 | [11 empty] | 3 bulbs | yes
230 |  | September 2022 | China |  | 2022 | SHS | pv_dc_storage | Nanjing KSUNSOLAR | 199.1532 | 3983.0639 | 25870 | 517400 |  |  | 199 | 3980 |  |  | 0.05 | [9 empty] | 0.36
231 | https://www.indiamart.com/proddetail/solar-home-light-system-21853854630.html?pos=3&pla=n | September 2022 | India |  | 2022 | SHS | pv_dc_storage | Websol India | 123.1717 | 2463.4334 | 16000 | 320000 | 10000 | 200000 |  | 0 |  |  | 0.05 | [9 empty] | 0.3
232 | Eternitygreens | September 2022 | India |  | 2022 | SHS | pv_dc_storage |  | 146.5743 | 2931.4858 | 19040 | 380800 | 11900 | 238000 |  | 0 |  |  | 0.05
233 | GVP | September 2022 | India |  | 2022 | SHS | pv_dc_storage |  | 62.8176 | 1570.4388 | 8160 | 204000 | 5100 | 127500 |  |  |  |  | 0.04 | [9 empty] | 0.092 | [11 empty] | 7W * 1 | yes | 6W
234 | https://www.flipkart.com/solar-universe-india-panel-30w/p/itm382f1418d318e | September 2022 | India |  | 2022 | SHS | pv_dc_storage | Solar Universe India | 23.0947 | 769.8229 | 3000 | 100000 | 1875 | 62500 |  | 0 |  |  | 0.03
235 |  | September 2022 | China |  | 2022 | SHS | pv_dc_storage | Guandong Lithium Hua | 76.0585 | 2535.2836 | 9880 | 329333.3333 |  |  | 76 | 2533.3333 |  |  | 0.03 | [9 empty] | 0.144
236 |  | September 2022 | China |  | 2022 | SHS | pv_dc_storage | Guandong Lithium Hua | 118.0908 | 3936.3613 | 15340 | 511333.3333 |  |  | 118 | 3933.3333 |  |  | 0.03 | [9 empty] | 0.2
237 | https://www.enfsolar.com/pv/solar-system | September 2022 | China |  | 2022 | SHS | pv_dc_storage |  | 81.0624 | 2702.0785 | 10530 | 351000 |  |  | 81 | 2700 |  |  | 0.03
238 | GVP | September 2022 | India |  | 2022 | SHS | pv_dc_storage |  | 56.659 | 2832.9484 | 7360 | 368000 | 4600 | 230000 |  |  |  |  | 0.02 | [9 empty] | 0.092 | [11 empty] | 3W * 2 | yes | 6W
239 | reference_freddy | September 2022 | India |  | 2022 | SHS | pv_dc_storage |  | 77.5982 | 3879.9076 | 10080 | 504000 | 6300 | 315000 |  | 0 |  |  | 0.02
240 | https://szpowersolution.en.made-in-china.com/product/IFTJWcOUYaVG/China-20W-Solar-Home-Lighting-System-with-3-LED-Bulbs-FM-and-MP3-Player-Can-Run-DC-TV-and-Fan.html | September 2022 | China |  | 2022 | SHS | pv_dc_storage | Shenzen Power Solution | 61.047 | 3052.348 | 7930 | 396500 |  |  | 61 | 3050 |  |  | 0.02 | [10 empty] | 0.288 | [11 empty] | 3 bulbs | yes
241 |  | September 2022 | China |  | 2022 | SHS | pv_dc_storage | Guandong Lithium Hua | 66.0508 | 3302.5404 | 8580 | 429000 |  |  | 66 | 3300 |  |  | 0.02 | [9 empty] | 0.108
242 | https://www.indiamart.com/proddetail/20w-led-solar-home-lighting-system-19861131791.html?pos=5&pla=n | September 2022 | India |  | 2022 | SHS | pv_dc_storage | solar energie technik limited | 117.0131 | 5850.6543 | 15200 | 760000 | 9500 | 475000 |  | 0 |  |  | 0.02
243 | https://www.indiamart.com/proddetail/solar-smart-home-light-system-23694611555.html?pos=15&pla=n | September 2022 | India |  | 2022 | SHS | pv_dc_storage | adisun solar india | 110.8545 | 5542.7252 | 14400 | 720000 | 9000 | 450000 |  | 0 |  |  | 0.02
244 |  | September 2022 | China |  | 2022 | SHS | pv_dc_storage | Shenzhen Tuorui New Energy Technology Co., Ltd. | 60.0462 | 4003.0793 | 7800 | 520000 |  |  | 60 | 4000 |  |  | 0.015 | [9 empty] | 0.084
245 | GVP | September 2022 | India |  | 2022 | SHS | pv_dc_storage |  | 36.9515 | 3695.1501 | 4800 | 480000 | 3000 | 300000 |  |  |  |  | 0.01 | [9 empty] | 0.027 | [11 empty] | 3W * 2 | yes | no
246 |  | September 2022 | India |  | 2022 | SHS | pv_dc_storage | Pragati | 21.555 | 2155.5042 | 2800 | 280000 | 1750 | 175000 |  | 0 |  |  | 0.01
247 | https://www.indiamart.com/proddetail/50w-solar-lighting-system-9 | September 2022 | India |  | 2022 | SHS | pv_dc_storage | Pragati | 27.7136 | 2771.3626 | 3600 | 360000 | 2250 | 225000 |  | 0 |  |  | 0.01 | [10 empty] | 0.0528 | [11 empty] | 3 bulbs | yes
248 | https://www.amazon.de/cyg-Beleuchtung-Gleichstrom-Erzeugungssystem-Solarpanel-Stromerzeuger-Solargenerator/dp/B08J3N33VW/ref=asc_df_B08J3N33VW/?tag=googshopde-21&linkCode=df0&hvadid=603962828832&hvpos=&hvnetw=g&hvrand=1762978506699781675&hvpone=&hvptwo=&hvqmt=&hvdev=c&hvdvcmdl=&hvlocint=&hvlocphy=9061132&hvtargid=pla-1708911040460&th=1 | September 2022 | China |  | 2022 | SHS | pv_dc_storage | CYG | 195.1501 | 19515.0115 | 25350 | 2535000 |  |  | 195 | 19500 |  |  | 0.01
249 | Phocos | September 2022 | India |  | 2022 | SHS | pv_dc_storage | Phocos | 46.8052 | 7800.8725 | 6080 | 1013333.3333 | 3800 | 633333.3333 |  | 0 |  |  | 0.006
250 | Sun King | September 2022 | India |  | 2022 | SHS |  | Home 60 | 73.8907 | 12315.1142 | 9598.4 | 1599733.3333 | 5999 | 999833.3333 |  | 0 |  |  | 0.006
251 | https://kenbrooksolar.com/ | September 2022 | India |  | 2022 | SIPS | pv |  | 7267.1286 | 726.7129 | 944000 | 94400 | 590000 | 59000 |  |  |  |  | 10 |  |  | AC | [11 empty] | 10 | submersible
252 | https://kenbrooksolar.com/ | September 2022 | India |  | 2022 | SIPS | pv |  | 6774.4419 | 677.4442 | 880000 | 88000 | 550000 | 55000 |  |  |  |  | 10 |  |  | DC | [11 empty] | 10 | submersible
253 | https://kenbrooksolar.com/ | September 2022 | India |  | 2022 | SIPS | pv |  | 6528.0985 | 652.8099 | 848000 | 84800 | 530000 | 53000 |  |  |  |  | 10 |  |  | AC | [11 empty] | 10 | surface
254 | https://kenbrooksolar.com/ | September 2022 | India |  | 2022 | SIPS | pv |  | 6651.2702 | 665.127 | 864000 | 86400 | 540000 | 54000 |  |  |  |  | 10 |  |  | DC | [11 empty] | 10 | surface
255 | https://kenbrooksolar.com/ | September 2022 | India |  | 2022 | SIPS | pv_storage |  | 8215.5504 | 821.555 | 1067200 | 106720 | 667000 | 66700 |  |  |  |  | 10 |  |  | DC | [11 empty] | 10 | submersible
256 | https://kenbrooksolar.com/ | September 2022 | India |  | 2022 | SIPS | pv_storage |  | 1034.642 | 1034.642 | 134400 | 134400 | 84000 | 84000 |  |  |  |  | 1 |  |  | DC | [11 empty] | 1 | submersible
257 | https://kenbrooksolar.com/ | September 2022 | India |  | 2022 | SIPS | pv |  | 960.739 | 960.739 | 124800 | 124800 | 78000 | 78000 |  |  |  |  | 1 |  |  | AC | [11 empty] | 1 | submersible
258 | https://kenbrooksolar.com/ | September 2022 | India |  | 2022 | SIPS | pv_storage |  | 1157.8137 | 1157.8137 | 150400 | 150400 | 94000 | 94000 |  |  |  |  | 1 |  |  | DC | [11 empty] | 1 | submersible
259 | https://kenbrooksolar.com/ | September 2022 | India |  | 2022 | SIPS | pv |  | 985.3734 | 985.3734 | 128000 | 128000 | 80000 | 80000 |  |  |  |  | 1 |  |  | DC | [11 empty] | 1 | surface
260 | MNRE Benchmark | September 2022 | India |  | 2022 | SIPS | pv |  | 1299.4611 | 1299.4611 | 168800 | 168800 | 105500 | 105500 |  |  |  |  | 1 | [14 empty] | 1 |  | no
261 | MNRE Benchmark | September 2022 | India |  | 2022 | SIPS | pv |  | 1659.1224 | 829.5612 | 215520 | 107760 | 134700 | 67350 |  |  |  |  | 2 | [14 empty] | 2 |  | no
262 | MNRE Benchmark | September 2022 | India |  | 2022 | SIPS | pv |  | 2230.639 | 743.5463 | 289760 | 96586.6667 | 181100 | 60366.6667 |  |  |  |  | 3 | [14 empty] | 3 |  | no
263 | MNRE Benchmark | September 2022 | India |  | 2022 | SIPS | pv |  | 2676.5204 | 892.1735 | 347680 | 115893.3333 | 217300 | 72433.3333 |  |  |  |  | 3 | [14 empty] | 3 |  | yes
264 | MNRE Benchmark | September 2022 | India |  | 2022 | SIPS | pv |  | 3147.0362 | 629.4072 | 408800 | 81760 | 255500 | 51100 |  |  |  |  | 5 | [14 empty] | 5 |  | no
265 | MNRE Benchmark | September 2022 | India |  | 2022 | SIPS | pv |  | 3776.4434 | 755.2887 | 490560 | 98112 | 306600 | 61320 |  |  |  |  | 5 | [14 empty] | 5 |  | yes
266 | MNRE Benchmark | September 2022 | India |  | 2022 | SIPS | pv |  | 4373.826 | 583.1768 | 568160 | 75754.6667 | 355100 | 47346.6667 |  |  |  |  | 7.5 | [14 empty] | 7.5 |  | no
267 | MNRE Benchmark | September 2022 | India |  | 2022 | SIPS | pv |  | 5029.0993 | 670.5466 | 653280 | 87104 | 408300 | 54440 |  |  |  |  | 7.5 | [14 empty] | 7.5 |  | yes
268 | MNRE Benchmark | September 2022 | India |  | 2022 | SIPS | pv |  | 5471.2856 | 547.1286 | 710720 | 71072 | 444200 | 44420 |  |  |  |  | 10 | [14 empty] | 10 |  | no
269 | MNRE Benchmark | September 2022 | India |  | 2022 | SIPS | pv |  | 6291.6089 | 629.1609 | 817280 | 81728 | 510800 | 51080 |  |  |  |  | 10 | [14 empty] | 10 |  | yes
270 | MNRE Benchmark | September 2022 | India |  | 2021 | SIPS | pv |  | 1193.2502 | 1193.2502 | 155003.2 | 155003.2 | 96877 | 96877 |  |  |  |  | 1 | [14 empty] | 1 |  | no
271 | MNRE Benchmark | September 2022 | India |  | 2021 | SIPS | pv |  | 1523.5227 | 761.7614 | 197905.6 | 98952.8 | 123691 | 61845.5 |  |  |  |  | 2 | [14 empty] | 2 |  | no
272 | MNRE Benchmark | September 2022 | India |  | 2021 | SIPS | pv |  | 2048.3326 | 682.7775 | 266078.4 | 88692.8 | 166299 | 55433 |  |  |  |  | 3 | [14 empty] | 3 |  | no
273 | MNRE Benchmark | September 2022 | India |  | 2021 | SIPS | pv |  | 2457.7675 | 819.2558 | 319264 | 106421.3333 | 199540 | 66513.3333 |  |  |  |  | 3 | [14 empty] | 3 |  | yes
274 | MNRE Benchmark | September 2022 | India |  | 2021 | SIPS | pv |  | 2889.8291 | 577.9658 | 375388.8 | 75077.76 | 234618 | 46923.6 |  |  |  |  | 5 | [14 empty] | 5 |  | no
275 | MNRE Benchmark | September 2022 | India |  | 2021 | SIPS | pv |  | 3467.7998 | 693.56 | 450467.2 | 90093.44 | 281542 | 56308.4 |  |  |  |  | 5 | [14 empty] | 5 |  | yes
276 | MNRE Benchmark | September 2022 | India |  | 2021 | SIPS | pv |  | 4016.3695 | 535.5159 | 521726.4 | 69563.52 | 326079 | 43477.2 |  |  |  |  | 7.5 | [14 empty] | 7.5 |  | no
277 | MNRE Benchmark | September 2022 | India |  | 2021 | SIPS | pv |  | 4618.0878 | 615.745 | 599889.6 | 79985.28 | 374931 | 49990.8 |  |  |  |  | 7.5 | [14 empty] | 7.5 |  | yes
278 | MNRE Benchmark | September 2022 | India |  | 2021 | SIPS | pv |  | 5024.1355 | 502.4135 | 652635.2 | 65263.52 | 407897 | 40789.7 |  |  |  |  | 10 | [14 empty] | 10 |  | no
279 | MNRE Benchmark | September 2022 | India |  | 2021 | SIPS | pv |  | 5777.4165 | 577.7416 | 750486.4 | 75048.64 | 469054 | 46905.4 |  |  |  |  | 10 | [14 empty] | 10 |  | yes
280 | Nessa p-vt Ltd | September 2022 | India |  | 2022 | SIPS | pv |  | 1083.9107 | 539.2591 | 140800 | 70049.7512 | 88000 | 43781.0945 |  |  |  |  | 2.01 | [14 empty] | 2 | submersible
281 | Nessa p-vt Ltd | September 2022 | India |  | 2022 | SIPS | pv |  | 1731.7937 | 574.3926 | 224960 | 74613.5987 | 140600 | 46633.4992 |  |  |  |  | 3.015 | [14 empty] | 3 | submersible
282 | Nessa p-vt Ltd | September 2022 | India |  | 2022 | SIPS | pv |  | 2327.9446 | 434.318 | 302400 | 56417.9104 | 189000 | 35261.194 |  |  |  |  | 5.36 | [14 empty] | 5 | submersible
283 | Nessa p-vt Ltd | September 2022 | India |  | 2022 | SIPS | pv |  | 3818.3218 | 474.9156 | 496000 | 61691.5423 | 310000 | 38557.2139 |  |  |  |  | 8.04 | [14 empty] | 7.5 | submersible
284 | Nessa p-vt Ltd | September 2022 | India |  | 2022 | SIPS | pv |  | 5604.311 | 522.7902 | 728000 | 67910.4478 | 455000 | 42444.0299 |  |  |  |  | 10.72 | [14 empty] | 10 | submersible
285 | Sun Drop | September 2022 | India |  | 2022 | SMG | PV+Grid+ no storage |  | 24074.9746 | 802.4992 | 3127339.2 | 104244.64 | 1954587 | 65152.9 |  | 0 |  |  | 30
286 |  | September 2022 | India |  | 2022 | SMG | PV+Grid+ no storage |  | 189876.0277 | 632.9201 | 24664896 | 82216.32 | 15415560 | 51385.2 |  | 0 |  |  | 300
287 | Worldbank Handbook | September 2022 | Other |  | 2022 | SMG | pv_storage_dc |  | 847652.04 | 2963.8183 | 110110000 | 385000 |  |  | 847000 | 2961.5385 |  |  | 286 | [9 empty] | 690
288 | Luminous | September 2022 | India |  | 2022 | SHS | pv_ac_couple | Luminous | 17773.6721 | 1184.9115 | 2308800 | 153920 | 1443000 | 96200 |  | 0 |  |  | 15
289 | Luminous | September 2022 | India |  | 2022 | SRT | pv_ac_couple | Luminous | 29364.1263 | 1174.5651 | 3814400 | 152576 | 2384000 | 95360 |  | 0 |  |  | 25
290 | SPV Division Goverment of India Ministry of New and RE | September 2022 | India |  | 2021 | SSL | type2 |  | 504.893 | 50.4893 | 65585.6 | 6558.56 | 40991 | 4099.1 |  |  |  |  | 10
291 | Nessa p-vt Ltd | September 2022 | India |  | 2022 | SSL | type2 |  | 189.4503 | 3157.5058 | 24609.6 | 410160 | 15381 | 256350 |  |  |  |  | 0.06 | [9 empty] | 0.23 | [7 empty] | Type 2 |  | 24 | 5
292 | Nessa p-vt Ltd | September 2022 | India |  | 2022 | SSL | type3 |  | 193.7244 | 3228.7401 | 25164.8 | 419413.3333 | 15728 | 262133.3333 |  |  |  |  | 0.06 | [9 empty] | 0.23 | [7 empty] | Type 3 |  | 30 | 6
293 | Glanson Enterprises | September 2022 | India |  | 2022 | SSL | type2 | Glanson Enterprises | 87.2179 | 1162.9048 | 11329.6 | 151061.3333 | 7081 | 94413.3333 |  |  |  |  | 0.075 | [9 empty] | 0.23 | [7 empty] | Type 2 | D2D+dimming | 24 | 6
294 | Glanson Enterprises | September 2022 | India |  | 2022 | SSL | type2 |  | 110.7929 | 1107.9292 | 14392 | 143920 | 8995 | 89950 |  |  |  |  | 0.1 | [9 empty] | 0.307 | [7 empty] | Type 2 | D2D+dimming | 24 | 6
295 | Glanson Enterprises | September 2022 | India |  | 2022 | SSL | type3 |  | 118.8607 | 1188.6066 | 15440 | 154400 | 9650 | 96500 |  |  |  |  | 0.1 | [9 empty] | 0.384 | [7 empty] | Type 3 | D2D+dimming | 30 | 6
296 | ESV Connect | September 2022 | India |  | 2022 | SSL | type2 | ESV Connect | 128.0985 | 6404.9269 | 16640 | 832000 | 10400 | 520000 |  |  |  |  | 0.02 | [9 empty] | 0.154 | [7 empty] | Type 2 | MPPT, CC, CV, Integrated PIR motion sensor | 24
297 | ESV Connect | September 2022 | India |  | 2022 | SSL | type3 |  | 210.0077 | 7000.2566 | 27280 | 909333.3333 | 17050 | 568333.3333 |  |  |  |  | 0.03 | [9 empty] | 0.23 | [7 empty] | Type 3 | MPPT, CC, CV, Integrated PIR motion sensor | 30
298 | ESV Connect | September 2022 | India |  | 2022 | SSL | type4 |  | 227.8676 | 5696.6898 | 29600 | 740000 | 18500 | 462500 |  |  |  |  | 0.04 | [9 empty] | 0.26 | [7 empty] | Type 4 | MPPT, CC, CV, Integrated PIR motion sensor | 40
299 | ESV Connect | September 2022 | India |  | 2022 | SSL | type4 |  | 256.1971 | 4269.9512 | 33280 | 554666.6667 | 20800 | 346666.6667 |  |  |  |  | 0.06 | [9 empty] | 0.41 | [7 empty] | Type 4 | MPPT, CC, CV, Integrated PIR motion sensor | 60
300 | Systeller Innovations | September 2022 | India |  | 2022 | SSL | type2 | Systeller Innovations | 107.1594 | 1785.9892 | 13920 | 232000 | 8700 | 145000 |  |  |  |  | 0.06 | [9 empty] | 0.23 | [7 empty] | Type 2 | MPPT, CC, CV, Integrated PIR motion sensor | 20 | 6
301 | Systeller Innovations | September 2022 | India |  | 2022 | SSL | type2 |  | 123.1717 | 2052.8612 | 16000 | 266666.6667 | 10000 | 166666.6667 |  |  |  |  | 0.06 | [9 empty] | 0.307 | [7 empty] | Type 2 | MPPT, CC, CV, Integrated PIR motion sensor | 25 | 7
302 | Systeller Innovations | September 2022 | India |  | 2022 | SSL | type3 |  | 133.0254 | 2217.0901 | 17280 | 288000 | 10800 | 180000 |  |  |  |  | 0.06 | [9 empty] | 0.384 | [7 empty] | Type 3 | MPPT, CC, CV, Integrated PIR motion sensor | 30 | 7
303 | Systeller Innovations | September 2022 | India |  | 2022 | SSL | type4 |  | 187.8368 | 1878.368 | 24400 | 244000 | 15250 | 152500 |  |  |  |  | 0.1 | [9 empty] | 0.461 | [7 empty] | Type 4 | MPPT, CC, CV, Integrated PIR motion sensor | 40 | 8
304 | Systeller Innovations | September 2022 | India |  | 2022 | SSL | type4 |  | 223.5566 | 1862.9715 | 29040 | 242000 | 18150 | 151250 |  |  |  |  | 0.12 | [9 empty] | 0.614 | [7 empty] | Type 4 | MPPT, CC, CV, Integrated PIR motion sensor | 50 | 8
305 | Sunlit | September 2022 | India |  | 2022 | SSL | type4 | Sunlit | 344.8807 | 2299.2045 | 44800 | 298666.6667 | 28000 | 186666.6667 |  |  |  |  | 0.15 | [9 empty] | 0.384 | [7 empty] | Type 4 |  | 40 | 7
306 | Sunlit | September 2022 | India |  | 2022 | SSL | type3 | Sunlit | 246.3433 | 2463.4334 | 32000 | 320000 | 20000 | 200000 |  |  |  |  | 0.1 | [9 empty] | 0.384 | [7 empty] | Type 3 |  | 25 | 5
307 | MNRE Benchmark | September 2022 | India |  | 2022 | SSL |  |  | 238.953 | 3186.0405 | 31040 | 413866.6667 | 19400 | 258666.6667 |  |  |  |  | 0.075 | [9 empty] | 0.384 | [9 empty] | 12
308 | MNRE Benchmark | September 2022 | India |  | 2022 | SSL |  |  | 174.9038 | 2332.0503 | 22720 | 302933.3333 | 14200 | 189333.3333 |  |  |  |  | 0.075 | [9 empty] | 0.384 | [9 empty] | 12
309 | https://kenbrooksolar.com/solar-pump/ | September 2022 | India |  | 2022 | SIPS | pv_storage |  | 6343.341 | 845.7788 | 824000 | 109866.6667 | 515000 | 68666.6667 |  |  |  |  | 7.5 | [14 empty] | 7.5
310 | https://kenbrooksolar.com/solar-pump/ | September 2022 | India |  | 2022 | SIPS | pv_storage |  | 4311.0085 | 862.2017 | 560000 | 112000 | 350000 | 70000 |  | 0 |  |  | 5 | [14 empty] | 5
311 | https://kenbrooksolar.com/solar-pump/ | September 2022 | India |  | 2022 | SIPS | pv_storage |  | 3079.2918 | 1026.4306 | 400000 | 133333.3333 | 250000 | 83333.3333 |  | 0 |  |  | 3 | [14 empty] | 3
312 | https://kenbrooksolar.com/solar-pump/ | September 2022 | India |  | 2022 | SIPS | pv_storage |  | 2254.0416 | 1127.0208 | 292800 | 146400 | 183000 | 91500 |  | 0 |  |  | 2 | [14 empty] | 2
313 | amazon.de | September 2022 |  |  | 2022 | components | smartmeter_1ph | eMylo | 43.0331 | 43.0331 | 5590 | 5590 |  |  | 43
314 | amazon.de | September 2022 |  |  |  | components | smartmeter_1ph | Ketotek | 54.0416 | 54.0416 | 7020 | 7020 |  |  | 54
315 | amazon.de | September 2022 |  |  |  | components | smartmeter_1ph | SDM72D | 56.0431 | 56.0431 | 7280 | 7280 |  |  | 56
316 | amazon.de | September 2022 |  |  |  | components | smartmeter_1ph | Ketotek | 64.0493 | 64.0493 | 8320 | 8320 |  |  | 64
317 | amazon.de | September 2022 |  |  |  | components | smartmeter_1ph | ketotek | 59.0454 | 59.0454 | 7670 | 7670 |  |  | 59
318 | amazon.de | September 2022 |  |  |  | components | smartmeter_1ph | ewelink | 46.0354 | 46.0354 | 5980 | 5980 |  |  | 46
319 | amazon.de | September 2022 |  |  |  | components | smartmeter_1ph | zmai90 | 52.04 | 52.04 | 6760 | 6760 |  |  | 52
320 | amazon.de | September 2022 |  |  |  | components | smartmeter_1ph | WMLBK | 50.0385 | 50.0385 | 6500 | 6500 |  |  | 50
321 | amazon.de | September 2022 |  |  |  | components | smartmeter_1ph | TM608 | 48.037 | 48.037 | 6240 | 6240 |  |  | 48
322 | amazon.de | September 2022 |  |  |  | components | smartmeter_1ph | DRT428DC | 55.0423 | 55.0423 | 7150 | 7150 |  |  | 55
323 | amazon.de | September 2022 |  |  |  | components | smartmeter_1ph | ewelink | 46.0354 | 46.0354 | 5980 | 5980 |  |  | 46
324 | amazon.de | September 2022 |  |  |  | components | smartmeter_1ph | ORNO | 71.0547 | 71.0547 | 9230 | 9230 |  |  | 71
325 | amazon.de | September 2022 |  |  |  | components | smartmeter_1ph | wave share | 50.0385 | 50.0385 | 6500 | 6500 |  |  | 50
326 | amazon.de | September 2022 |  |  |  | components | smartmeter_1ph | LCD Digital Metering | 61.047 | 61.047 | 7930 | 7930 |  |  | 61
327 | imas | September 2022 | Nigeria |  |  | SMG | pv_storage_diesel_ac |  | 135984.6035 | 22664.1006 | 17664400 | 2944066.6667 |  | 0 | 135880 | 22646.6667 |  |  | 6 | [9 empty] | 5 | [14 empty] | darway | abia | 0.1 | 440 | 103000 | 30800 | 101080 | 0.4 | 4 | 107000 | 135880 | 22686 | 6 | 5 | 0.14 | high |  | 25270
328 | imas | September 2022 | Nigeria |  |  | SMG | pv_storage_diesel_ac |  | 137986.1432 | 13798.6143 | 17924400 | 1792440 |  | 0 | 137880 | 13788 |  |  | 10 | [9 empty] | 5 | [14 empty] | darway | abia | 0.15 | 440 | 103000 | 30800 | 101080 | 0.4 | 4 | 109000 | 137880 | 21448 | 10 | 5 | 0.14 | high |  | 25270
329 | imas | September 2022 | Nigeria |  |  | SMG | pv_storage_diesel_ac |  | 139987.6828 | 9332.5122 | 18184400 | 1212293.3333 |  | 0 | 139880 | 9325.3333 |  |  | 15 | [9 empty] | 5 | [14 empty] | darway | abia | 0.2 | 440 | 103000 | 30800 | 101080 | 0.4 | 4 | 111000 | 139880 | 20402 | 15 | 5 | 0.14 | high |  | 25270
330 | imas | September 2022 | Nigeria |  |  | SMG | pv_storage_diesel_ac |  | 151896.8437 | 6904.402 | 19731400 | 896881.8182 |  | 0 | 151780 | 6899.0909 |  |  | 22 | [9 empty] | 18 | [14 empty] | darway | abia | 0.3 | 440 | 103000 | 30800 | 101080 | 0.4 | 4 | 122900 | 151780 | 17684 | 22 | 18 | 0.14 | high |  | 25270
331 | imas | September 2022 | Nigeria |  |  | SMG | pv_storage_diesel_ac |  | 142489.6074 | 7124.4804 | 18509400 | 925470 |  | 0 | 142380 | 7119 |  |  | 20 | [9 empty] | 8 | [14 empty] | darway | abia | 0.25 | 440 | 103000 | 30800 | 101080 | 0.4 | 4 | 113500 | 142380 | 19697 | 20 | 8 | 0.14 | high |  | 25270
332 | imas | September 2022 | Nigeria |  |  | SMG | pv_storage_diesel_ac |  | 161003.8491 | 5366.795 | 20914400 | 697146.6667 |  | 0 | 160880 | 5362.6667 |  |  | 30 | [9 empty] | 30 | [14 empty] | darway | abia | 0.4 | 440 | 103000 | 30800 | 101080 | 0.4 | 4 | 132000 | 160880 | 15459 | 30 | 30 | 0.14 | high |  | 25270
333 | imas | September 2022 | Nigeria |  |  | SMG | pv_storage_diesel_ac |  | 152997.6905 | 6119.9076 | 19874400 | 794976 |  | 0 | 152880 | 6115.2 |  |  | 25 | [9 empty] | 19 | [14 empty] | darway | abia | 0.35 | 440 | 103000 | 30800 | 101080 | 0.4 | 4 | 124000 | 152880 | 17077 | 25 | 19 | 0.14 | high |  | 25270
334 | imas | September 2022 | Nigeria |  |  | SMG | pv_storage_diesel_ac |  | 166007.6982 | 4150.1925 | 21564400 | 539110 |  | 0 | 165880 | 4147 |  |  | 40 | [9 empty] | 32 | [14 empty] | darway | abia | 0.45 | 440 | 103000 | 30800 | 101080 | 0.4 | 4 | 137000 | 165880 | 13981 | 40 | 32 | 0.14 | high |  | 25270
335 | imas | September 2022 | Nigeria |  |  | SMG | pv_storage_diesel_ac |  | 171011.5473 | 3420.2309 | 22214400 | 444288 |  | 0 | 170880 | 3417.6 |  |  | 50 | [9 empty] | 34 | [14 empty] | darway | abia | 0.5 | 440 | 103000 | 30800 | 101080 | 0.4 | 4 | 142000 | 170880 | 12896 | 50 | 34 | 0.14 | high |  | 25270
336 | imas | September 2022 | Nigeria |  |  | SMG | pv_storage_diesel_ac |  | 180018.4758 | 2694.8874 | 23384400 | 350065.8683 |  | 0 | 179880 | 2692.8144 |  |  | 66.8 | [9 empty] | 38 | [14 empty] | darway | abia | 0.55 | 440 | 103000 | 30800 | 101080 | 0.4 | 4 | 151000 | 179880 | 11501 | 66.8 | 38 | 0.14 | high |  | 25270
337 | imas | September 2022 | Nigeria |  |  | SMG | pv_storage_diesel_ac |  | 188024.6343 | 2410.5722 | 24424400 | 313133.3333 |  | 0 | 187880 | 2408.7179 |  |  | 78 | [9 empty] | 46 | [14 empty] | darway | abia | 0.6 | 440 | 103000 | 30800 | 101080 | 0.4 | 4 | 159000 | 187880 | 10430 | 78 | 46 | 0.14 | high |  | 25270
338 | imas | September 2022 | Nigeria |  |  | SMG | pv_storage_diesel_ac |  | 196030.7929 | 2513.2153 | 25464400 | 326466.6667 |  | 0 | 195880 | 2511.2821 |  |  | 78 | [9 empty] | 68 | [14 empty] | darway | abia | 0.65 | 440 | 103000 | 30800 | 101080 | 0.4 | 4 | 167000 | 195880 | 9164 | 78 | 68 | 0.14 | high |  | 25270
339 | imas | September 2022 | Nigeria |  |  | SMG | pv_storage_diesel_ac |  | 205037.7213 | 2303.7946 | 26634400 | 299262.9213 |  | 0 | 204880 | 2302.0225 |  |  | 89 | [9 empty] | 80 | [14 empty] | darway | abia | 0.7 | 440 | 103000 | 30800 | 101080 | 0.4 | 4 | 176000 | 204880 | 7867 | 89 | 80 | 0.14 | high |  | 25270
340 | imas | September 2022 | Nigeria |  |  | SMG | pv_storage_diesel_ac |  | 215045.4196 | 2263.636 | 27934400 | 294046.3158 |  | 0 | 214880 | 2261.8947 |  |  | 95 | [9 empty] | 99 | [14 empty] | darway | abia | 0.75 | 440 | 103000 | 30800 | 101080 | 0.4 | 4 | 186000 | 214880 | 6519 | 95 | 99 | 0.14 | high |  | 25270
341 | imas | September 2022 | Nigeria |  |  | SMG | pv_storage_diesel_ac |  | 225053.1178 | 2206.4031 | 29234400 | 286611.7647 |  | 0 | 224880 | 2204.7059 |  |  | 102 | [9 empty] | 113 | [14 empty] | darway | abia | 0.8 | 440 | 103000 | 30800 | 101080 | 0.4 | 4 | 196000 | 224880 | 5264 | 102 | 113 | 0.14 | high |  | 25270
342 | imas | September 2022 | Nigeria |  |  | SMG | pv_storage_diesel_ac |  | 235060.816 | 2117.665 | 30534400 | 275084.6847 |  | 0 | 234880 | 2116.036 |  |  | 111 | [9 empty] | 131 | [14 empty] | darway | abia | 0.85 | 440 | 103000 | 30800 | 101080 | 0.4 | 4 | 206000 | 234880 | 3965 | 111 | 131 | 0.14 | high |  | 25270
343 | imas | September 2022 | Nigeria |  |  | SMG | pv_storage_diesel_ac |  | 249071.5935 | 1915.9353 | 32354400 | 248880 |  | 0 | 248880 | 1914.4615 |  |  | 130 | [9 empty] | 145 | [14 empty] | darway | abia | 0.9 | 440 | 103000 | 30800 | 101080 | 0.4 | 4 | 220000 | 248880 | 2648 | 130 | 145 | 0.14 | high |  | 25270
344 | imas | September 2022 | Nigeria |  |  | SMG | pv_storage_diesel_ac |  | 229786.3587 | 19148.8632 | 29849248 | 2487437.3333 |  | 0 | 229609.6 | 19134.1333 |  |  | 12 | [9 empty] | 5 | [14 empty] | darway | agbokim | 0.1 | 767 | 195000 | 53690 | 163919.6 | 0.16 | 8 | 207000 | 229609.6 | 41497 | 12 | 5 | 0.21 | low |  | 20489.95
345 | imas | September 2022 | Nigeria |  |  | SMG | pv_storage_diesel_ac |  | 232788.6682 | 12932.7038 | 30239248 | 1679958.2222 |  | 0 | 232609.6 | 12922.7556 |  |  | 18 | [9 empty] | 5 | [14 empty] | darway | agbokim | 0.15 | 767 | 195000 | 53690 | 163919.6 | 0.16 | 8 | 210000 | 232609.6 | 39387 | 18 | 5 | 0.21 | low |  | 20489.95
346 | imas | September 2022 | Nigeria |  |  | SMG | pv_storage_diesel_ac |  | 235790.9777 | 9431.6391 | 30629248 | 1225169.92 |  | 0 | 235609.6 | 9424.384 |  |  | 25 | [9 empty] | 5 | [14 empty] | darway | agbokim | 0.2 | 767 | 195000 | 53690 | 163919.6 | 0.16 | 8 | 213000 | 235609.6 | 37434 | 25 | 5 | 0.21 | low |  | 20489.95
347 | imas | September 2022 | Nigeria |  |  | SMG | pv_storage_diesel_ac |  | 256807.144 | 3950.8791 | 33359248 | 513219.2 |  | 0 | 256609.6 | 3947.84 |  |  | 65 | [9 empty] | 12 | [14 empty] | darway | agbokim | 0.35 | 767 | 195000 | 53690 | 163919.6 | 0.16 | 8 | 234000 | 256609.6 | 31562 | 65 | 12 | 0.21 | low |  | 20489.95
348 | imas | September 2022 | Nigeria |  |  | SMG | pv_storage_diesel_ac |  | 245798.6759 | 4915.9735 | 31929248 | 638584.96 |  | 0 | 245609.6 | 4912.192 |  |  | 50 | [9 empty] | 8 | [14 empty] | darway | agbokim | 0.3 | 767 | 195000 | 53690 | 163919.6 | 0.16 | 8 | 223000 | 245609.6 | 33864 | 50 | 8 | 0.21 | low |  | 20489.95
349 | imas | September 2022 | Nigeria |  |  | SMG | pv_storage_diesel_ac |  | 270817.9215 | 3610.9056 | 35179248 | 469056.64 |  | 0 | 270609.6 | 3608.128 |  |  | 75 | [9 empty] | 30 | [14 empty] | darway | agbokim | 0.4 | 767 | 195000 | 53690 | 163919.6 | 0.16 | 8 | 248000 | 270609.6 | 28815 | 75 | 30 | 0.21 | low |  | 20489.95
350 | imas | September 2022 | Nigeria |  |  | SMG | pv_storage_diesel_ac |  | 239794.057 | 6851.2588 | 31149248 | 889978.5143 |  | 0 | 239609.6 | 6845.9886 |  |  | 35 | [9 empty] | 5 | [14 empty] | darway | agbokim | 0.25 | 767 | 195000 | 53690 | 163919.6 | 0.16 | 8 | 217000 | 239609.6 | 35606 | 35 | 5 | 0.21 | low |  | 20489.95
351 | imas | September 2022 | Nigeria |  |  | SMG | pv_storage_diesel_ac |  | 286830.2386 | 3187.0027 | 37259248 | 413991.6444 |  | 0 | 286609.6 | 3184.5511 |  |  | 90 | [9 empty] | 50 | [14 empty] | darway | agbokim | 0.45 | 767 | 195000 | 53690 | 163919.6 | 0.16 | 8 | 264000 | 286609.6 | 25569 | 90 | 50 | 0.21 | low |  | 20489.95
352 | imas | September 2022 | Nigeria |  |  | SMG | pv_storage_diesel_ac |  | 299840.2463 | 2725.8204 | 38949248 | 354084.0727 |  | 0 | 299609.6 | 2723.7236 |  |  | 110 | [9 empty] | 60 | [14 empty] | darway | agbokim | 0.5 | 767 | 195000 | 53690 | 163919.6 | 0.16 | 8 | 277000 | 299609.6 | 23305 | 110 | 60 | 0.21 | low |  | 20489.95
353 | imas | September 2022 | Nigeria |  |  | SMG | pv_storage_diesel_ac |  | 313851.0239 | 2471.2679 | 40769248 | 321017.7008 |  | 0 | 313609.6 | 2469.3669 |  |  | 127 | [9 empty] | 74 | [14 empty] | darway | agbokim | 0.55 | 767 | 195000 | 53690 | 163919.6 | 0.16 | 8 | 291000 | 313609.6 | 21453 | 127 | 74 | 0.21 | low |  | 20489.95
354 | imas | September 2022 | Nigeria |  |  | SMG | pv_storage_diesel_ac |  | 331864.8807 | 2387.5171 | 43109248 | 310138.4748 |  | 0 | 331609.6 | 2385.6806 |  |  | 139 | [9 empty] | 103 | [14 empty] | darway | agbokim | 0.6 | 767 | 195000 | 53690 | 163919.6 | 0.16 | 8 | 309000 | 331609.6 | 19102 | 139 | 103 | 0.21 | low |  | 20489.95
355 | imas | September 2022 | Nigeria |  |  | SMG | pv_storage_diesel_ac |  | 347877.1978 | 2229.982 | 45189248 | 289674.6667 |  | 0 | 347609.6 | 2228.2667 |  |  | 156 | [9 empty] | 131 | [14 empty] | darway | agbokim | 0.65 | 767 | 195000 | 53690 | 163919.6 | 0.16 | 8 | 325000 | 347609.6 | 16856 | 156 | 131 | 0.21 | low |  | 20489.95
356 | imas | September 2022 | Nigeria |  |  | SMG | pv_storage_diesel_ac |  | 363889.515 | 2332.6251 | 47269248 | 303008 |  | 0 | 363609.6 | 2330.8308 |  |  | 156 | [9 empty] | 175 | [14 empty] | darway | agbokim | 0.7 | 767 | 195000 | 53690 | 163919.6 | 0.16 | 8 | 341000 | 363609.6 | 14549 | 156 | 175 | 0.21 | low |  | 20489.95
357 | imas | September 2022 | Nigeria |  |  | SMG | pv_storage_diesel_ac |  | 383904.9115 | 2193.7424 | 49869248 | 284967.1314 |  | 0 | 383609.6 | 2192.0549 |  |  | 175 | [9 empty] | 200 | [14 empty] | darway | agbokim | 0.75 | 767 | 195000 | 53690 | 163919.6 | 0.16 | 8 | 361000 | 383609.6 | 12185 | 175 | 200 | 0.21 | low |  | 20489.95
358 | imas | September 2022 | Nigeria |  |  | SMG | pv_storage_diesel_ac |  | 402919.5381 | 2166.2341 | 52339248 | 281393.8065 |  | 0 | 402609.6 | 2164.5677 |  |  | 186 | [9 empty] | 233 | [14 empty] | darway | agbokim | 0.8 | 767 | 195000 | 53690 | 163919.6 | 0.16 | 8 | 380000 | 402609.6 | 9745 | 186 | 233 | 0.21 | low |  | 20489.95
359 | imas | September 2022 | Nigeria |  |  | SMG | pv_storage_diesel_ac |  | 422934.9346 | 2104.1539 | 54939248 | 273329.592 |  | 0 | 422609.6 | 2102.5353 |  |  | 201 | [9 empty] | 265 | [14 empty] | darway | agbokim | 0.85 | 767 | 195000 | 53690 | 163919.6 | 0.16 | 8 | 400000 | 422609.6 | 7318 | 201 | 265 | 0.21 | low |  | 20489.95
360 | imas | September 2022 | Nigeria |  |  | SMG | pv_storage_diesel_ac |  | 445952.6405 | 2008.7957 | 57929248 | 260942.5586 |  | 0 | 445609.6 | 2007.2505 |  |  | 222 | [9 empty] | 302 | [14 empty] | darway | agbokim | 0.9 | 767 | 195000 | 53690 | 163919.6 | 0.16 | 8 | 423000 | 445609.6 | 4857 | 222 | 302 | 0.21 | low |  | 20489.95
361 | imas | September 2022 | Nigeria |  |  | SMG | pv_storage_diesel_ac |  | 319761.5704 | 21317.438 | 41537028 | 2769135.2 |  | 0 | 319515.6 | 21301.04 |  |  | 15 | [9 empty] | 5 | [14 empty] | darway | bendeghe | 0.1 | 876 | 180000 | 61320 | 198195.6 | 0.67 | 10 | 240000 | 319515.6 | 58004 | 15 | 5 | 0.22 | high |  | 19819.56
362 | imas | September 2022 | Nigeria |  |  | SMG | pv_storage_diesel_ac |  | 324765.4196 | 12990.6168 | 42187028 | 1687481.12 |  | 0 | 324515.6 | 12980.624 |  |  | 25 | [9 empty] | 5 | [14 empty] | darway | bendeghe | 0.15 | 876 | 180000 | 61320 | 198195.6 | 0.67 | 10 | 245000 | 324515.6 | 54704 | 25 | 5 | 0.22 | high |  | 19819.56
363 | imas | September 2022 | Nigeria |  |  | SMG | pv_storage_diesel_ac |  | 328768.4988 | 9393.3857 | 42707028 | 1220200.8 |  | 0 | 328515.6 | 9386.16 |  |  | 35 | [9 empty] | 5 | [14 empty] | darway | bendeghe | 0.2 | 876 | 180000 | 61320 | 198195.6 | 0.67 | 10 | 249000 | 328515.6 | 52327 | 35 | 5 | 0.22 | high |  | 19819.56
364 | imas | September 2022 | Nigeria |  |  | SMG | pv_storage_diesel_ac |  | 352786.9746 | 5039.8139 | 45827028 | 654671.8286 |  | 0 | 352515.6 | 5035.9371 |  |  | 70 | [9 empty] | 30 | [14 empty] | darway | bendeghe | 0.3 | 876 | 180000 | 61320 | 198195.6 | 0.67 | 10 | 273000 | 352515.6 | 45824 | 70 | 30 | 0.22 | high |  | 19819.56
365 | imas | September 2022 | Nigeria |  |  | SMG | pv_storage_diesel_ac |  | 402825.4657 | 3472.6333 | 52327028 | 451095.069 |  | 0 | 402515.6 | 3469.9621 |  |  | 116 | [9 empty] | 81 | [14 empty] | darway | bendeghe | 0.45 | 876 | 180000 | 61320 | 198195.6 | 0.67 | 10 | 323000 | 402515.6 | 35470 | 116 | 81 | 0.22 | high |  | 19819.56
366 | imas | September 2022 | Nigeria |  |  | SMG | pv_storage_diesel_ac |  | 384811.6089 | 3848.1161 | 49987028 | 499870.28 |  | 0 | 384515.6 | 3845.156 |  |  | 100 | [9 empty] | 60 | [14 empty] | darway | bendeghe | 0.4 | 876 | 180000 | 61320 | 198195.6 | 0.67 | 10 | 305000 | 384515.6 | 38880 | 100 | 60 | 0.22 | high |  | 19819.56
367 | imas | September 2022 | Nigeria |  |  | SMG | pv_storage_diesel_ac |  | 369800.0616 | 4350.589 | 48037028 | 565141.5059 |  | 0 | 369515.6 | 4347.2424 |  |  | 85 | [9 empty] | 40 | [14 empty] | darway | bendeghe | 0.35 | 876 | 180000 | 61320 | 198195.6 | 0.67 | 10 | 290000 | 369515.6 | 42832 | 85 | 40 | 0.22 | high |  | 19819.56
368 | imas | September 2022 | Nigeria |  |  | SMG | pv_storage_diesel_ac |  | 337775.4273 | 6755.5085 | 43877028 | 877540.56 |  | 0 | 337515.6 | 6750.312 |  |  | 50 | [9 empty] | 10 | [14 empty] | darway | bendeghe | 0.25 | 876 | 180000 | 61320 | 198195.6 | 0.67 | 10 | 258000 | 337515.6 | 49268 | 50 | 10 | 0.22 | high |  | 19819.56
369 | imas | September 2022 | Nigeria |  |  | SMG | pv_storage_diesel_ac |  | 410831.6243 | 2998.771 | 53367028 | 389540.3504 |  | 0 | 410515.6 | 2996.4642 |  |  | 137 | [9 empty] | 81 | [14 empty] | darway | bendeghe | 0.5 | 876 | 180000 | 61320 | 198195.6 | 0.67 | 10 | 331000 | 410515.6 | 34117 | 137 | 81 | 0.22 | high |  | 19819.56
370 | imas | September 2022 | Nigeria |  |  | SMG | pv_storage_diesel_ac |  | 445858.5681 | 2638.2164 | 57917028 | 342704.3077 |  | 0 | 445515.6 | 2636.187 |  |  | 169 | [9 empty] | 129 | [14 empty] | darway | bendeghe | 0.55 | 876 | 180000 | 61320 | 198195.6 | 0.67 | 10 | 366000 | 445515.6 | 29390 | 169 | 129 | 0.22 | high |  | 19819.56
371 | imas | September 2022 | Nigeria |  |  | SMG | pv_storage_diesel_ac |  | 466874.7344 | 2593.7485 | 60647028 | 336927.9333 |  | 0 | 466515.6 | 2591.7533 |  |  | 180 | [9 empty] | 174 | [14 empty] | darway | bendeghe | 0.6 | 876 | 180000 | 61320 | 198195.6 | 0.67 | 10 | 387000 | 466515.6 | 26263 | 180 | 174 | 0.22 | high |  | 19819.56
372 | imas | September 2022 | Nigeria |  |  | SMG | pv_storage_diesel_ac |  | 489892.4403 | 2474.2042 | 63637028 | 321399.1313 |  | 0 | 489515.6 | 2472.301 |  |  | 198 | [9 empty] | 217 | [14 empty] | darway | bendeghe | 0.65 | 876 | 180000 | 61320 | 198195.6 | 0.67 | 10 | 410000 | 489515.6 | 23087 | 198 | 217 | 0.22 | high |  | 19819.56
373 | imas | September 2022 | Nigeria |  |  | SMG | pv_storage_diesel_ac |  | 513910.9161 | 2435.5968 | 66757028 | 316384.019 |  | 0 | 513515.6 | 2433.7232 |  |  | 211 | [9 empty] | 268 | [14 empty] | darway | bendeghe | 0.7 | 876 | 180000 | 61320 | 198195.6 | 0.67 | 10 | 434000 | 513515.6 | 19829 | 211 | 268 | 0.22 | high |  | 19819.56
374 | imas | September 2022 | Nigeria |  |  | SMG | pv_storage_diesel_ac |  | 540931.7013 | 2447.6548 | 70267028 | 317950.3529 |  | 0 | 540515.6 | 2445.7719 |  |  | 221 | [9 empty] | 308 | [14 empty] | darway | bendeghe | 0.75 | 876 | 180000 | 61320 | 198195.6 | 0.67 | 10 | 461000 | 540515.6 | 16624 | 221 | 308 | 0.22 | high |  | 19819.56
375 | imas | September 2022 | Nigeria |  |  | SMG | pv_storage_diesel_ac |  | 565950.9469 | 2348.3442 | 73517028 | 305049.9087 |  | 0 | 565515.6 | 2346.5378 |  |  | 241 | [9 empty] | 352 | [14 empty] | darway | bendeghe | 0.8 | 876 | 180000 | 61320 | 198195.6 | 0.67 | 10 | 486000 | 565515.6 | 13282 | 241 | 352 | 0.22 | high |  | 19819.56
376 | imas | September 2022 | Nigeria |  |  | SMG | pv_storage_diesel_ac |  | 591970.9623 | 2259.4312 | 76897028 | 293500.1069 |  | 0 | 591515.6 | 2257.6931 |  |  | 262 | [9 empty] | 399 | [14 empty] | darway | bendeghe | 0.85 | 876 | 180000 | 61320 | 198195.6 | 0.67 | 10 | 512000 | 591515.6 | 10011 | 262 | 399 | 0.22 | high |  | 19819.56
377 | imas | September 2022 | Nigeria |  |  | SMG | pv_storage_diesel_ac |  | 623995.5966 | 2100.9953 | 81057028 | 272919.2862 |  | 0 | 623515.6 | 2099.3791 |  |  | 297 | [9 empty] | 439 | [14 empty] | darway | bendeghe | 0.9 | 876 | 180000 | 61320 | 198195.6 | 0.67 | 10 | 544000 | 623515.6 | 6718 | 297 | 439 | 0.22 | high |  | 19819.56
378 | imas | September 2022 | Nigeria |  |  | SMG | pv_storage_diesel_ac |  | 253543.2333 | 23049.3848 | 32935266 | 2994115.0909 |  | 0 | 253348.2 | 23031.6545 |  |  | 11 | [9 empty] | 5 | [14 empty] | darway | etomi | 0.1 | 561 | 155000 | 39270 | 155078.2 | 0.34 | 14 | 214000 | 253348.2 | 40368 | 11 | 5 | 0.18 | low |  | 11077.0143
379 | imas | September 2022 | Nigeria |  |  | SMG | pv_storage_diesel_ac |  | 255544.7729 | 15032.0455 | 33195266 | 1952662.7059 |  | 0 | 255348.2 | 15020.4824 |  |  | 17 | [9 empty] | 5 | [14 empty] | darway | etomi | 0.15 | 561 | 155000 | 39270 | 155078.2 | 0.34 | 14 | 216000 | 255348.2 | 38252 | 17 | 5 | 0.18 | low |  | 11077.0143
380 | imas | September 2022 | Nigeria |  |  | SMG | pv_storage_diesel_ac |  | 258246.8514 | 11738.4932 | 33546266 | 1524830.2727 |  | 0 | 258048.2 | 11729.4636 |  |  | 22 | [9 empty] | 5 | [14 empty] | darway | etomi | 0.2 | 561 | 155000 | 39270 | 155078.2 | 0.34 | 14 | 218700 | 258048.2 | 36681 | 22 | 5 | 0.18 | low |  | 11077.0143
381 | imas | September 2022 | Nigeria |  |  | SMG | pv_storage_diesel_ac |  | 275560.1694 | 4239.3872 | 35795266 | 550696.4 |  | 0 | 275348.2 |  |  |  | 65 | [9 empty] | 10 | [14 empty] | darway | etomi | 0.35 | 561 | 155000 | 39270 | 155078.2 | 0.34 | 14 | 236000 | 275348.2 | 30355 | 65 | 10 | 0.18 | low |  | 11077.0143
382 | imas | September 2022 | Nigeria |  |  | SMG | pv_storage_diesel_ac |  | 266553.241 | 6346.5057 | 34625266 | 824411.0952 |  | 0 | 266348.2 |  |  |  | 42 | [9 empty] | 8 | [14 empty] | darway | etomi | 0.3 | 561 | 155000 | 39270 | 155078.2 | 0.34 | 14 | 227000 | 266348.2 | 32645 | 42 | 8 | 0.18 | low |  | 11077.0143
383 | imas | September 2022 | Nigeria |  |  | SMG | pv_storage_diesel_ac |  | 293574.0262 | 3914.3203 | 38135266 | 508470.2133 |  | 0 | 293348.2 |  |  |  | 75 | [9 empty] | 25 | [14 empty] | darway | etomi | 0.4 | 561 | 155000 | 39270 | 155078.2 | 0.34 | 14 | 254000 | 293348.2 | 27469 | 75 | 25 | 0.18 | low |  | 11077.0143
384 | imas | September 2022 | Nigeria |  |  | SMG | pv_storage_diesel_ac |  | 304582.4942 | 3384.2499 | 39565266 | 439614.0667 |  | 0 | 304348.2 |  |  |  | 90 | [9 empty] | 35 | [14 empty] | darway | etomi | 0.45 | 561 | 155000 | 39270 | 155078.2 | 0.34 | 14 | 265000 | 304348.2 | 25282 | 90 | 35 | 0.18 | low |  | 11077.0143
385 | imas | September 2022 | Nigeria |  |  | SMG | pv_storage_diesel_ac |  | 261549.3918 | 8718.3131 | 33975266 | 1132508.8667 |  | 0 | 261348.2 |  |  |  | 30 | [9 empty] | 8 | [14 empty] | darway | etomi | 0.25 | 561 | 155000 | 39270 | 155078.2 | 0.34 | 14 | 222000 | 261348.2 | 34673 | 30 | 8 | 0.18 | low |  | 11077.0143
386 | imas | September 2022 | Nigeria |  |  | SMG | pv_storage_diesel_ac |  | 321595.5812 | 2923.5962 | 41775266 | 379775.1455 |  | 0 | 321348.2 |  |  |  | 110 | [9 empty] | 50 | [14 empty] | darway | etomi | 0.5 | 561 | 155000 | 39270 | 155078.2 | 0.34 | 14 | 282000 | 321348.2 | 22337 | 110 | 50 | 0.18 | low |  | 11077.0143
387 | imas | September 2022 | Nigeria |  |  | SMG | pv_storage_diesel_ac |  | 332604.0493 | 2660.8324 | 43205266 | 345642.128 |  | 0 | 332348.2 |  |  |  | 125 | [9 empty] | 60 | [14 empty] | darway | etomi | 0.55 | 561 | 155000 | 39270 | 155078.2 | 0.34 | 14 | 293000 | 332348.2 | 20642 | 125 | 60 | 0.18 | low |  | 11077.0143
388 | imas | September 2022 | Nigeria |  |  | SMG | pv_storage_diesel_ac |  | 343612.5173 | 2684.4728 | 44635266 | 348713.0156 |  | 0 | 343348.2 |  |  |  | 128 | [9 empty] | 88 | [14 empty] | darway | etomi | 0.6 | 561 | 155000 | 39270 | 155078.2 | 0.34 | 14 | 304000 | 343348.2 | 18495 | 128 | 88 | 0.18 | low |  | 11077.0143
389 | imas | September 2022 | Nigeria |  |  | SMG | pv_storage_diesel_ac |  | 365629.4534 | 2539.0934 | 47495266 | 329828.2361 |  | 0 | 365348.2 |  |  |  | 144 | [9 empty] | 113 | [14 empty] | darway | etomi | 0.65 | 561 | 155000 | 39270 | 155078.2 | 0.34 | 14 | 326000 | 365348.2 | 16264 | 144 | 113 | 0.18 | low |  | 11077.0143
390 | imas | September 2022 | Nigeria |  |  | SMG | pv_storage_diesel_ac |  | 384644.0801 | 2389.0937 | 49965266 | 310343.2671 |  | 0 | 384348.2 |  |  |  | 161 | [9 empty] | 139 | [14 empty] | darway | etomi | 0.7 | 561 | 155000 | 39270 | 155078.2 | 0.34 | 14 | 345000 | 384348.2 | 14036 | 161 | 139 | 0.18 | low |  | 11077.0143
391 | imas | September 2022 | Nigeria |  |  | SMG | pv_storage_diesel_ac |  | 401657.1671 | 2464.1544 | 52175266 | 320093.6564 |  | 0 | 401348.2 |  |  |  | 163 | [9 empty] | 180 | [14 empty] | darway | etomi | 0.75 | 561 | 155000 | 39270 | 155078.2 | 0.34 | 14 | 362000 | 401348.2 | 11771 | 163 | 180 | 0.18 | low |  | 11077.0143
392 | imas | September 2022 | Nigeria |  |  | SMG | pv_storage_diesel_ac |  | 422673.3333 | 2387.9849 | 54905266 | 310199.2429 |  | 0 | 422348.2 |  |  |  | 177 | [9 empty] | 206 | [14 empty] | darway | etomi | 0.8 | 561 | 155000 | 39270 | 155078.2 | 0.34 | 14 | 383000 | 422348.2 | 9368 | 177 | 206 | 0.18 | low |  | 11077.0143
393 | imas | September 2022 | Nigeria |  |  | SMG | pv_storage_diesel_ac |  | 447692.5789 | 2121.7658 | 58155266 | 275617.3744 |  | 0 | 447348.2 |  |  |  | 211 | [9 empty] | 231 | [14 empty] | darway | etomi | 0.85 | 561 | 155000 | 39270 | 155078.2 | 0.34 | 14 | 408000 | 447348.2 | 7038 | 211 | 231 | 0.18 | low |  | 11077.0143
394 | imas | September 2022 | Nigeria |  |  | SMG | pv_storage_diesel_ac |  | 462704.1263 | 1904.1322 | 60105266 | 247346.7737 |  | 0 | 462348.2 |  |  |  | 243 | [9 empty] | 268 | [14 empty] | darway | etomi | 0.9 | 561 | 155000 | 39270 | 155078.2 | 0.34 | 14 | 423000 | 462348.2 | 4733 | 243 | 268 | 0.18 | low |  | 11077.0143
395 | imas | September 2022 | Nigeria |  |  | SMG | pv_storage_diesel_ac |  | 503517.321 | 22887.151 | 65406900 | 2973040.9091 |  | 0 | 503130 |  |  |  | 22 | [9 empty] | 5 | [14 empty] | darway | ikang | 0.1 | 1205 | 350000 | 84350 | 318780 | 0.2 | 20 | 450000 | 503130 | 74164 | 22 | 5 | 0.24 | low |  | 15939
396 | imas | September 2022 | Nigeria |  |  | SMG | pv_storage_diesel_ac |  | 507520.4003 | 16917.3467 | 65926900 | 2197563.3333 |  | 0 | 507130 |  |  |  | 30 | [9 empty] | 5 | [14 empty] | darway | ikang | 0.15 | 1205 | 350000 | 84350 | 318780 | 0.2 | 20 | 454000 | 507130 | 71528 | 30 | 5 | 0.24 | low |  | 15939
397 | imas | September 2022 | Nigeria |  |  | SMG | pv_storage_diesel_ac |  | 513525.0192 | 11411.6671 | 66706900 | 1482375.5556 |  | 0 | 513130 |  |  |  | 45 | [9 empty] | 5 | [14 empty] | darway | ikang | 0.2 | 1205 | 350000 | 84350 | 318780 | 0.2 | 20 | 460000 | 513130 | 67511 | 45 | 5 | 0.24 | low |  | 15939
398 | imas | September 2022 | Nigeria |  |  | SMG | pv_storage_diesel_ac |  | 527535.7968 | 8115.9353 | 68526900 | 1054260 |  | 0 | 527130 |  |  |  | 65 | [9 empty] | 10 | [14 empty] | darway | ikang | 0.25 | 1205 | 350000 | 84350 | 318780 | 0.2 | 20 | 474000 | 527130 | 63299 | 65 | 10 | 0.24 | low |  | 15939
399 | imas | September 2022 | Nigeria |  |  | SMG | pv_storage_diesel_ac |  | 605595.843 | 4037.3056 | 78666900 | 524446 |  | 0 | 605130 |  |  |  | 150 | [9 empty] | 90 | [14 empty] | darway | ikang | 0.45 | 1205 | 350000 | 84350 | 318780 | 0.2 | 20 | 552000 | 605130 | 47257 | 150 | 90 | 0.24 | low |  | 15939
400 | imas | September 2022 | Nigeria |  |  | SMG | pv_storage_diesel_ac |  | 586581.2163 | 4512.1632 | 76196900 | 586130 |  | 0 | 586130 |  |  |  | 130 | [9 empty] | 70 | [14 empty] | darway | ikang | 0.4 | 1205 | 350000 | 84350 | 318780 | 0.2 | 20 | 533000 | 586130 | 51205 | 130 | 70 | 0.24 | low |  | 15939
401 | imas | September 2022 | Nigeria |  |  | SMG | pv_storage_diesel_ac |  | 624610.4696 | 3394.6221 | 81136900 | 440961.413 |  | 0 | 624130 |  |  |  | 184 | [9 empty] | 98 | [14 empty] | darway | ikang | 0.5 | 1205 | 350000 | 84350 | 318780 | 0.2 | 20 | 571000 | 624130 | 44000 | 184 | 98 | 0.24 | low |  | 15939
402 | imas | September 2022 | Nigeria |  |  | SMG | pv_storage_diesel_ac |  | 567566.5897 | 5159.6963 | 73726900 | 670244.5455 |  | 0 | 567130 |  |  |  | 110 | [9 empty] | 50 | [14 empty] | darway | ikang | 0.35 | 1205 | 350000 | 84350 | 318780 | 0.2 | 20 | 514000 | 567130 | 55052 | 110 | 50 | 0.24 | low |  | 15939
403 | imas | September 2022 | Nigeria |  |  | SMG | pv_storage_diesel_ac |  | 548551.963 | 6095.0218 | 71256900 | 791743.3333 |  | 0 | 548130 |  |  |  | 90 | [9 empty] | 30 | [14 empty] | darway | ikang | 0.3 | 1205 | 350000 | 84350 | 318780 | 0.2 | 20 | 495000 | 548130 | 58744 | 90 | 30 | 0.24 | low |  | 15939
404 | imas | September 2022 | Nigeria |  |  | SMG | pv_storage_diesel_ac |  | 663640.4927 | 2962.6808 | 86206900 | 384852.2321 |  | 0 | 663130 |  |  |  | 224 | [9 empty] | 142 | [14 empty] | darway | ikang | 0.55 | 1205 | 350000 | 84350 | 318780 | 0.2 | 20 | 610000 | 663130 | 38467 | 224 | 142 | 0.24 | low |  | 15939
405 | imas | September 2022 | Nigeria |  |  | SMG | pv_storage_diesel_ac |  | 698667.4365 | 2708.0133 | 90756900 | 351770.9302 |  | 0 | 698130 |  |  |  | 258 | [9 empty] | 183 | [14 empty] | darway | ikang | 0.6 | 1205 | 350000 | 84350 | 318780 | 0.2 | 20 | 645000 | 698130 | 34307 | 258 | 183 | 0.24 | low |  | 15939
406 | imas | September 2022 | Nigeria |  |  | SMG | pv_storage_diesel_ac |  | 730692.0708 | 2767.773 | 94916900 | 359533.7121 |  | 0 | 730130 |  |  |  | 264 | [9 empty] | 251 | [14 empty] | darway | ikang | 0.65 | 1205 | 350000 | 84350 | 318780 | 0.2 | 20 | 677000 | 730130 | 30206 | 264 | 251 | 0.24 | low |  | 15939
407 | imas | September 2022 | Nigeria |  |  | SMG | pv_storage_diesel_ac |  | 763717.475 | 2554.239 | 99206900 | 331795.6522 |  | 0 | 763130 |  |  |  | 299 | [9 empty] | 297 | [14 empty] | darway | ikang | 0.7 | 1205 | 350000 | 84350 | 318780 | 0.2 | 20 | 710000 | 763130 | 26057 | 299 | 297 | 0.24 | low |  | 15939
408 | imas | September 2022 | Nigeria |  |  | SMG | pv_storage_diesel_ac |  | 797743.649 | 2469.7946 | 103626900 | 320826.3158 |  | 0 | 797130 |  |  |  | 323 | [9 empty] | 357 | [14 empty] | darway | ikang | 0.75 | 1205 | 350000 | 84350 | 318780 | 0.2 | 20 | 744000 | 797130 | 21867 | 323 | 357 | 0.24 | low |  | 15939
409 | imas | September 2022 | Nigeria |  |  | SMG | pv_storage_diesel_ac |  | 837774.4419 | 2428.3317 | 108826900 | 315440.2899 |  | 0 | 837130 |  |  |  | 345 | [9 empty] | 414 | [14 empty] | darway | ikang | 0.8 | 1205 | 350000 | 84350 | 318780 | 0.2 | 20 | 784000 | 837130 | 17409 | 345 | 414 | 0.24 | low |  | 15939
410 | imas | September 2022 | Nigeria |  |  | SMG | pv_storage_diesel_ac |  | 884810.6236 | 2251.4265 | 114936900 | 292460.3053 |  | 0 | 884130 |  |  |  | 393 | [9 empty] | 472 | [14 empty] | darway | ikang | 0.85 | 1205 | 350000 | 84350 | 318780 | 0.2 | 20 | 831000 | 884130 | 13033 | 393 | 472 | 0.24 | low |  | 15939
411 | imas | September 2022 | Nigeria |  |  | SMG | pv_storage_diesel_ac |  | 943856.0431 | 2051.861 | 122606900 | 266536.7391 |  | 0 | 943130 |  |  |  | 460 | [9 empty] | 538 | [14 empty] | darway | ikang | 0.9 | 1205 | 350000 | 84350 | 318780 | 0.2 | 20 | 890000 | 943130 | 8781 | 460 | 538 | 0.24 | low |  | 15939
412 | imas | September 2022 | Nigeria |  |  | SMG | pv_storage_diesel_ac |  | 1128332.9484 | 45133.3179 | 146570450 | 5862818 |  | 0 | 1127465 |  |  |  | 25 | [9 empty] | 5 | [14 empty] | gve | itobe | 0.1 | 1650 | 532000 | 115500 | 503965 | 0.21 | 48 | 1040000 | 1127465 | 56819 | 25 | 5 | 0.12 | low |  | 10499.2708
413 | imas | September 2022 | Nigeria |  |  | SMG | pv_storage_diesel_ac |  | 1128332.9484 | 28208.3237 | 146570450 | 3664261.25 |  | 0 | 1127465 |  |  |  | 40 | [9 empty] | 5 | [14 empty] | gve | itobe | 0.15 | 1650 | 532000 | 115500 | 503965 | 0.21 | 48 | 1040000 | 1127465 | 52244 | 40 | 5 | 0.12 | low |  | 10499.2708
414 | imas | September 2022 | Nigeria |  |  | SMG | pv_storage_diesel_ac |  | 1138340.6467 | 20697.1027 | 147870450 | 2688553.6364 |  | 0 | 1137465 |  |  |  | 55 | [9 empty] | 5 | [14 empty] | gve | itobe | 0.2 | 1650 | 532000 | 115500 | 503965 | 0.21 | 48 | 1050000 | 1137465 | 47706 | 55 | 5 | 0.12 | low |  | 10499.2708
415 | imas | September 2022 | Nigeria |  |  | SMG | pv_storage_diesel_ac |  | 1188379.1378 | 13204.2126 | 154370450 | 1715227.2222 |  | 0 | 1187465 |  |  |  | 90 | [9 empty] | 85 | [14 empty] | gve | itobe | 0.3 | 1650 | 532000 | 115500 | 503965 | 0.21 | 48 | 1100000 | 1187465 | 37826 | 90 | 85 | 0.12 | low |  | 10499.2708
416 | imas | September 2022 | Nigeria |  |  | SMG | pv_storage_diesel_ac |  | 1238417.6289 | 8256.1175 | 160870450 | 1072469.6667 |  | 0 | 1237465 |  |  |  | 150 | [9 empty] | 151 | [14 empty] | gve | itobe | 0.4 | 1650 | 532000 | 115500 | 503965 | 0.21 | 48 | 1150000 | 1237465 | 32976 | 150 | 151 | 0.12 | low |  | 10499.2708
417 | imas | September 2022 | Nigeria |  |  | SMG | pv_storage_diesel_ac |  | 1208394.5343 | 10507.7786 | 156970450 | 1364960.4348 |  | 0 | 1207465 |  |  |  | 115 | [9 empty] | 105 | [14 empty] | gve | itobe | 0.35 | 1650 | 532000 | 115500 | 503965 | 0.21 | 48 | 1120000 | 1207465 | 35208 | 115 | 105 | 0.12 | low |  | 10499.2708
418 | imas | September 2022 | Nigeria |  |  | SMG | pv_storage_diesel_ac |  | 1148348.3449 | 15311.3113 | 149170450 | 1988939.3333 |  | 0 | 1147465 |  |  |  | 75 | [9 empty] | 7 | [14 empty] | gve | itobe | 0.25 | 1650 | 532000 | 115500 | 503965 | 0.21 | 48 | 1060000 | 1147465 | 42379 | 75 | 7 | 0.12 | low |  | 10499.2708
419 | imas | September 2022 | Nigeria |  |  | SMG | pv_storage_diesel_ac |  | 1308471.5166 | 4937.6284 | 169970450 | 641397.9245 |  | 0 | 1307465 |  |  |  | 265 | [9 empty] | 198 | [14 empty] | gve | itobe | 0.5 | 1650 | 532000 | 115500 | 503965 | 0.21 | 48 | 1220000 | 1307465 | 29165 | 265 | 198 | 0.12 | low |  | 10499.2708
420 | imas | September 2022 | Nigeria |  |  | SMG | pv_storage_diesel_ac |  | 1268440.7236 | 5219.9207 | 164770450 | 678067.6955 |  | 0 | 1267465 |  |  |  | 243 | [9 empty] | 152 | [14 empty] | gve | itobe | 0.45 | 1650 | 532000 | 115500 | 503965 | 0.21 | 48 | 1180000 | 1267465 | 29760 | 243 | 152 | 0.12 | low |  | 10499.2708
421 | imas | September 2022 | Nigeria |  |  | SMG | pv_storage_diesel_ac |  | 1358510.0077 | 4620.7823 | 176470450 | 600239.6259 |  | 0 | 1357465 |  |  |  | 294 | [9 empty] | 287 | [14 empty] | gve | itobe | 0.55 | 1650 | 532000 | 115500 | 503965 | 0.21 | 48 | 1270000 | 1357465 | 26804 | 294 | 287 | 0.12 | low |  | 10499.2708
422 | imas | September 2022 | Nigeria |  |  | SMG | pv_storage_diesel_ac |  | 1398540.8006 | 4839.2415 | 181670450 | 628617.474 |  | 0 | 1397465 |  |  |  | 289 | [9 empty] | 393 | [14 empty] | gve | itobe | 0.6 | 1650 | 532000 | 115500 | 503965 | 0.21 | 48 | 1310000 | 1397465 | 25781 | 289 | 393 | 0.12 | low |  | 10499.2708
423 | imas | September 2022 | Nigeria |  |  | SMG | pv_storage_diesel_ac |  | 1448579.2918 | 4443.4948 | 188170450 | 577209.9693 |  | 0 | 1447465 |  |  |  | 326 | [9 empty] | 478 | [14 empty] | gve | itobe | 0.65 | 1650 | 532000 | 115500 | 503965 | 0.21 | 48 | 1360000 | 1447465 | 22552 | 326 | 478 | 0.12 | low |  | 10499.2708
424 | imas | September 2022 | Nigeria |  |  | SMG | pv_storage_diesel_ac |  | 1488610.0847 | 4123.5736 | 193370450 | 535652.2161 |  | 0 | 1487465 |  |  |  | 361 | [9 empty] | 547 | [14 empty] | gve | itobe | 0.7 | 1650 | 532000 | 115500 | 503965 | 0.21 | 48 | 1400000 | 1487465 | 20899 | 361 | 547 | 0.12 | low |  | 10499.2708
425 | imas | September 2022 | Nigeria |  |  | SMG | pv_storage_diesel_ac |  | 1538648.5758 | 4250.4104 | 199870450 | 552128.3149 |  | 0 | 1537465 |  |  |  | 362 | [9 empty] | 657 | [14 empty] | gve | itobe | 0.75 | 1650 | 532000 | 115500 | 503965 | 0.21 | 48 | 1450000 | 1537465 | 17784 | 362 | 657 | 0.12 | low |  | 10499.2708
426 | imas | September 2022 | Nigeria |  |  | SMG | pv_storage_diesel_ac |  | 1578679.3687 | 3956.5899 | 205070450 | 513961.0276 |  | 0 | 1577465 |  |  |  | 399 | [9 empty] | 734 | [14 empty] | gve | itobe | 0.8 | 1650 | 532000 | 115500 | 503965 | 0.21 | 48 | 1490000 | 1577465 | 14171 | 399 | 734 | 0.12 | low |  | 10499.2708
427 | imas | September 2022 | Nigeria |  |  | SMG | pv_storage_diesel_ac |  | 1628717.8599 | 3805.4156 | 211570450 | 494323.4813 |  | 0 | 1627465 |  |  |  | 428 | [9 empty] | 819 | [14 empty] | gve | itobe | 0.85 | 1650 | 532000 | 115500 | 503965 | 0.21 | 48 | 1540000 | 1627465 | 10026 | 428 | 819 | 0.12 | low |  | 10499.2708
428 | imas | September 2022 | Nigeria |  |  | SMG | pv_storage_diesel_ac |  | 1688764.0493 | 3503.6599 | 219370450 | 455125.4149 |  | 0 | 1687465 |  |  |  | 482 | [9 empty] | 887 | [14 empty] | gve | itobe | 0.9 | 1650 | 532000 | 115500 | 503965 | 0.21 | 48 | 1600000 | 1687465 | 6398 | 482 | 887 | 0.12 | low |  | 10499.2708
429 | imas | September 2022 | Nigeria |  |  | SMG | pv_storage_diesel_ac |  | 882018.4758 | 23211.0125 | 114574200 | 3015110.5263 |  | 0 | 881340 |  |  |  | 38 | [9 empty] | 16 | [14 empty] | acob | jengre | 0.1 | 2900 | 585000 | 203000 | 523340 | 0.37 | 25 | 740000 | 881340 | 180541 | 38 | 16 | 0.1 | high |  | 20933.6
430 | imas | September 2022 | Nigeria |  |  | SMG | pv_storage_diesel_ac |  | 892026.174 | 16218.6577 | 115874200 | 2106803.6364 |  | 0 | 891340 |  |  |  | 55 | [9 empty] | 23 | [14 empty] | acob | jengre | 0.15 | 2900 | 585000 | 203000 | 523340 | 0.37 | 25 | 750000 | 891340 | 172312 | 55 | 23 | 0.1 | high |  | 20933.6
431 | imas | September 2022 | Nigeria |  |  | SMG | pv_storage_diesel_ac |  | 901033.1024 | 12871.9015 | 117044200 | 1672060 |  | 0 | 900340 |  |  |  | 70 | [9 empty] | 30 | [14 empty] | acob | jengre | 0.2 | 2900 | 585000 | 203000 | 523340 | 0.37 | 25 | 759000 | 900340 | 165055 | 70 | 30 | 0.1 | high |  | 20933.6
432 | imas | September 2022 | Nigeria |  |  | SMG | pv_storage_diesel_ac |  | 915043.8799 | 9632.0408 | 118864200 | 1251202.1053 |  | 0 | 914340 |  |  |  | 95 | [9 empty] | 40 | [14 empty] | acob | jengre | 0.25 | 2900 | 585000 | 203000 | 523340 | 0.37 | 25 | 773000 | 914340 | 154132 | 95 | 40 | 0.1 | high |  | 20933.6
433 | imas | September 2022 | Nigeria |  |  | SMG | pv_storage_diesel_ac |  | 1000109.3149 | 5405.9963 | 129914200 | 702238.9189 |  | 0 | 999340 |  |  |  | 185 | [9 empty] | 135 | [14 empty] | acob | jengre | 0.4 | 2900 | 585000 | 203000 | 523340 | 0.37 | 25 | 858000 | 999340 | 125918 | 185 | 135 | 0.1 | high |  | 20933.6
434 | imas | September 2022 | Nigeria |  |  | SMG | pv_storage_diesel_ac |  | 1072164.7421 | 3970.9805 | 139274200 | 515830.3704 |  | 0 | 1071340 |  |  |  | 270 | [9 empty] | 205 | [14 empty] | acob | jengre | 0.5 | 2900 | 585000 | 203000 | 523340 | 0.37 | 25 | 930000 | 1071340 | 106211 | 270 | 205 | 0.1 | high |  | 20933.6
435 | imas | September 2022 | Nigeria |  |  | SMG | pv_storage_diesel_ac |  | 1039139.338 | 4517.9971 | 134984200 | 586887.8261 |  | 0 | 1038340 |  |  |  | 230 | [9 empty] | 180 | [14 empty] | acob | jengre | 0.45 | 2900 | 585000 | 203000 | 523340 | 0.37 | 25 | 897000 | 1038340 | 114750 | 230 | 180 | 0.1 | high |  | 20933.6
436 | imas | September 2022 | Nigeria |  |  | SMG | pv_storage_diesel_ac |  | 971086.99 | 6473.9133 | 126144200 | 840961.3333 |  | 0 | 970340 |  |  |  | 150 | [9 empty] | 110 | [14 empty] | acob | jengre | 0.35 | 2900 | 585000 | 203000 | 523340 | 0.37 | 25 | 829000 | 970340 | 135023 | 150 | 110 | 0.1 | high |  | 20933.6
437 | imas | September 2022 | Nigeria |  |  | SMG | pv_storage_diesel_ac |  | 941063.8953 | 7842.1991 | 122244200 | 1018701.6667 |  | 0 | 940340 |  |  |  | 120 | [9 empty] | 70 | [14 empty] | acob | jengre | 0.3 | 2900 | 585000 | 203000 | 523340 | 0.37 | 25 | 799000 | 940340 | 144342 | 120 | 70 | 0.1 | high |  | 20933.6
438 | imas | September 2022 | Nigeria |  |  | SMG | pv_storage_diesel_ac |  | 1131210.1617 | 3327.0887 | 146944200 | 432188.8235 |  | 0 | 1130340 |  |  |  | 340 | [9 empty] | 265 | [14 empty] | acob | jengre | 0.55 | 2900 | 585000 | 203000 | 523340 | 0.37 | 25 | 989000 | 1130340 | 92366 | 340 | 265 | 0.1 | high |  | 20933.6
439 | imas | September 2022 | Nigeria |  |  | SMG | pv_storage_diesel_ac |  | 1171240.9546 | 3018.6623 | 152144200 | 392124.2268 |  | 0 | 1170340 |  |  |  | 388 | [9 empty] | 319 | [14 empty] | acob | jengre | 0.6 | 2900 | 585000 | 203000 | 523340 | 0.37 | 25 | 1029000 | 1170340 | 83294 | 388 | 319 | 0.1 | high |  | 20933.6
440 | imas | September 2022 | Nigeria |  |  | SMG | pv_storage_diesel_ac |  | 1235290.2232 | 2820.2973 | 160464200 | 366356.621 |  | 0 | 1234340 |  |  |  | 438 | [9 empty] | 416 | [14 empty] | acob | jengre | 0.65 | 2900 | 585000 | 203000 | 523340 | 0.37 | 25 | 1093000 | 1234340 | 72538 | 438 | 416 | 0.1 | high |  | 20933.6
441 | imas | September 2022 | Nigeria |  |  | SMG | pv_storage_diesel_ac |  | 1302341.8014 | 2747.5565 | 169174200 | 356907.5949 |  | 0 | 1301340 |  |  |  | 474 | [9 empty] | 521 | [14 empty] | acob | jengre | 0.7 | 2900 | 585000 | 203000 | 523340 | 0.37 | 25 | 1160000 | 1301340 | 63303 | 474 | 521 | 0.1 | high |  | 20933.6
442 | imas | September 2022 | Nigeria |  |  | SMG | pv_storage_diesel_ac |  | 1370394.1493 | 2713.6518 | 178014200 | 352503.3663 |  | 0 | 1369340 |  |  |  | 505 | [9 empty] | 650 | [14 empty] | acob | jengre | 0.75 | 2900 | 585000 | 203000 | 523340 | 0.37 | 25 | 1228000 | 1369340 | 53255 | 505 | 650 | 0.1 | high |  | 20933.6
443 | imas | September 2022 | Nigeria |  |  | SMG | pv_storage_diesel_ac |  | 1430440.3387 | 2735.0676 | 185814200 | 355285.2772 |  | 0 | 1429340 |  |  |  | 523 | [9 empty] | 791 | [14 empty] | acob | jengre | 0.8 | 2900 | 585000 | 203000 | 523340 | 0.37 | 25 | 1288000 | 1429340 | 43221 | 523 | 791 | 0.1 | high |  | 20933.6
444 | imas | September 2022 | Nigeria |  |  | SMG | pv_storage_diesel_ac |  | 1518508.0831 | 2692.3902 | 197254200 | 349741.4894 |  | 0 | 1517340 |  |  |  | 564 | [9 empty] | 995 | [14 empty] | acob | jengre | 0.85 | 2900 | 585000 | 203000 | 523340 | 0.37 | 25 | 1376000 | 1517340 | 28003 | 564 | 995 | 0.1 | high |  | 20933.6
445 | imas | September 2022 | Nigeria |  |  | SMG | pv_storage_diesel_ac |  | 1587561.2009 | 2619.738 | 206224200 | 340303.9604 |  | 0 | 1586340 |  |  |  | 606 | [9 empty] | 1064 | [14 empty] | acob | jengre | 0.9 | 2900 | 585000 | 203000 | 523340 | 0.37 | 25 | 1445000 | 1586340 | 21760 | 606 | 1064 | 0.1 | high |  | 20933.6
446 | imas | September 2022 | Nigeria |  |  | SMG | pv_storage_diesel_ac |  | 710941.8784 | 22216.9337 | 92351350 | 2885979.6875 |  | 0 | 710395 |  |  |  | 32 | [9 empty] | 5 | [14 empty] | rubitec | kajola | 0.1 | 2015 | 515000 | 141050 | 411345 | 0.1 | 22 | 673000 | 710395 | 124240 | 32 | 5 | 0.16 | low |  | 18697.5
447 | imas | September 2022 | Nigeria |  |  | SMG | pv_storage_diesel_ac |  | 716946.4973 | 15254.1808 | 93131350 | 1981518.0851 |  | 0 | 716395 |  |  |  | 47 | [9 empty] | 5 | [14 empty] | rubitec | kajola | 0.15 | 2015 | 515000 | 141050 | 411345 | 0.1 | 22 | 679000 | 716395 | 118564 | 47 | 5 | 0.16 | low |  | 18697.5
448 | imas | September 2022 | Nigeria |  |  | SMG | pv_storage_diesel_ac |  | 723951.8861 | 11137.7213 | 94041350 | 1446790 |  | 0 | 723395 |  |  |  | 65 | [9 empty] | 5 | [14 empty] | rubitec | kajola | 0.2 | 2015 | 515000 | 141050 | 411345 | 0.1 | 22 | 686000 | 723395 | 112843 | 65 | 5 | 0.16 | low |  | 18697.5
449 | imas | September 2022 | Nigeria |  |  | SMG | pv_storage_diesel_ac |  | 743967.2825 | 7831.2346 | 96641350 | 1017277.3684 |  | 0 | 743395 |  |  |  | 95 | [9 empty] | 15 | [14 empty] | rubitec | kajola | 0.25 | 2015 | 515000 | 141050 | 411345 | 0.1 | 22 | 706000 | 743395 | 105474 | 95 | 15 | 0.16 | low |  | 18697.5
450 | imas | September 2022 | Nigeria |  |  | SMG | pv_storage_diesel_ac |  | 807015.7814 | 4747.1517 | 104831350 | 616655 |  | 0 | 806395 |  |  |  | 170 | [9 empty] | 85 | [14 empty] | rubitec | kajola | 0.35 | 2015 | 515000 | 141050 | 411345 | 0.1 | 22 | 769000 | 806395 | 92916 | 170 | 85 | 0.16 | low |  | 18697.5
451 | imas | September 2022 | Nigeria |  |  | SMG | pv_storage_diesel_ac |  | 887077.3672 | 3249.3676 | 115231350 | 422092.8571 |  | 0 | 886395 |  |  |  | 273 | [9 empty] | 157 | [14 empty] | rubitec | kajola | 0.5 | 2015 | 515000 | 141050 | 411345 | 0.1 | 22 | 849000 | 886395 | 73593 | 273 | 157 | 0.16 | low |  | 18697.5
452 | imas | September 2022 | Nigeria |  |  | SMG | pv_storage_diesel_ac |  | 837038.8761 | 4083.1165 | 108731350 | 530396.8293 |  | 0 | 836395 |  |  |  | 205 | [9 empty] | 110 | [14 empty] | rubitec | kajola | 0.4 | 2015 | 515000 | 141050 | 411345 | 0.1 | 22 | 799000 | 836395 | 86098 | 205 | 110 | 0.16 | low |  | 18697.5
453 | imas | September 2022 | Nigeria |  |  | SMG | pv_storage_diesel_ac |  | 774991.147 | 5740.6752 | 100671350 | 745713.7037 |  | 0 | 774395 |  |  |  | 135 | [9 empty] | 50 | [14 empty] | rubitec | kajola | 0.3 | 2015 | 515000 | 141050 | 411345 | 0.1 | 22 | 737000 | 774395 | 98742 | 135 | 50 | 0.16 | low |  | 18697.5
454 | imas | September 2022 | Nigeria |  |  | SMG | pv_storage_diesel_ac |  | 863058.8915 | 3596.0787 | 112111350 | 467130.625 |  | 0 | 862395 |  |  |  | 240 | [9 empty] | 135 | [14 empty] | rubitec | kajola | 0.45 | 2015 | 515000 | 141050 | 411345 | 0.1 | 22 | 825000 | 862395 | 78785 | 240 | 135 | 0.16 | low |  | 18697.5
455 | imas | September 2022 | Nigeria |  |  | SMG | pv_storage_diesel_ac |  | 931111.2394 | 2847.435 | 120951350 | 369881.8043 |  | 0 | 930395 |  |  |  | 327 | [9 empty] | 205 | [14 empty] | rubitec | kajola | 0.55 | 2015 | 515000 | 141050 | 411345 | 0.1 | 22 | 893000 | 930395 | 66319 | 327 | 205 | 0.16 | low |  | 18697.5
456 | imas | September 2022 | Nigeria |  |  | SMG | pv_storage_diesel_ac |  | 991157.4288 | 2636.057 | 128751350 | 342423.8032 |  | 0 | 990395 |  |  |  | 376 | [9 empty] | 302 | [14 empty] | rubitec | kajola | 0.6 | 2015 | 515000 | 141050 | 411345 | 0.1 | 22 | 953000 | 990395 | 57375 | 376 | 302 | 0.16 | low |  | 18697.5
457 | imas | September 2022 | Nigeria |  |  | SMG | pv_storage_diesel_ac |  | 1041195.9199 | 2388.064 | 135251350 | 310209.5183 |  | 0 | 1040395 |  |  |  | 436 | [9 empty] | 369 | [14 empty] | rubitec | kajola | 0.65 | 2015 | 515000 | 141050 | 411345 | 0.1 | 22 | 1003000 | 1040395 | 50942 | 436 | 369 | 0.16 | low |  | 18697.5
458 | imas | September 2022 | Nigeria |  |  | SMG | pv_storage_diesel_ac |  | 1092235.1809 | 2416.4495 | 141881350 | 313896.792 |  | 0 | 1091395 |  |  |  | 452 | [9 empty] | 473 | [14 empty] | rubitec | kajola | 0.7 | 2015 | 515000 | 141050 | 411345 | 0.1 | 22 | 1054000 | 1091395 | 44085 | 452 | 473 | 0.16 | low |  | 18697.5
459 | imas | September 2022 | Nigeria |  |  | SMG | pv_storage_diesel_ac |  | 1144275.2117 | 2445.0325 | 148641350 | 317609.7222 |  | 0 | 1143395 |  |  |  | 468 | [9 empty] | 572 | [14 empty] | rubitec | kajola | 0.75 | 2015 | 515000 | 141050 | 411345 | 0.1 | 22 | 1106000 | 1143395 | 36937 | 468 | 572 | 0.16 | low |  | 18697.5
460 | imas | September 2022 | Nigeria |  |  | SMG | pv_storage_diesel_ac |  | 1193312.933 | 2381.8621 | 155011350 | 309403.8922 |  | 0 | 1192395 |  |  |  | 501 | [9 empty] | 667 | [14 empty] | rubitec | kajola | 0.8 | 2015 | 515000 | 141050 | 411345 | 0.1 | 22 | 1155000 | 1192395 | 29746 | 501 | 667 | 0.16 | low |  | 18697.5
461 | imas | September 2022 | Nigeria |  |  | SMG | pv_storage_diesel_ac |  | 1250356.8129 | 2298.45 | 162421350 | 298568.6581 |  | 0 | 1249395 |  |  |  | 544 | [9 empty] | 758 | [14 empty] | rubitec | kajola | 0.85 | 2015 | 515000 | 141050 | 411345 | 0.1 | 22 | 1212000 | 1249395 | 22383 | 544 | 758 | 0.16 | low |  | 18697.5
462 | imas | September 2022 | Nigeria |  |  | SMG | pv_storage_diesel_ac |  | 1313405.3118 | 2094.7453 | 170611350 | 272107.4163 |  | 0 | 1312395 |  |  |  | 627 | [9 empty] | 840 | [14 empty] | rubitec | kajola | 0.9 | 2015 | 515000 | 141050 | 411345 | 0.1 | 22 | 1275000 | 1312395 | 14891 | 627 | 840 | 0.16 | low |  | 18697.5
463 | imas | September 2022 | Nigeria |  |  | SMG | pv_storage_diesel_ac |  | 257518.0908 | 25751.8091 | 33451600 | 3345160 |  | 0 | 257320 |  |  |  | 10 | [9 empty] | 5 | [14 empty] | sosai | kungurki | 0.1 | 876 |  | 61320 |  | 0.35 |  | 196000 | 257320 | 45614 | 10 | 5 | 0.11 | high
464 | imas | September 2022 | Nigeria |  |  | SMG | pv_storage_diesel_ac |  | 260520.4003 | 14473.3556 | 33841600 | 1880088.8889 |  | 0 | 260320 |  |  |  | 18 | [9 empty] | 5 | [14 empty] | sosai | kungurki | 0.15 | 876 |  | 61320 |  | 0.35 |  | 199000 | 260320 | 43246 | 18 | 5 | 0.11 | high
465 | imas | September 2022 | Nigeria |  |  | SMG | pv_storage_diesel_ac |  | 265524.2494 | 8850.8083 | 34491600 | 1149720 |  | 0 | 265320 |  |  |  | 30 | [9 empty] | 5 | [14 empty] | sosai | kungurki | 0.2 | 876 |  | 61320 |  | 0.35 |  | 204000 | 265320 | 41358 | 30 | 5 | 0.11 | high
466 | imas | September 2022 | Nigeria |  |  | SMG | pv_storage_diesel_ac |  | 279685.1424 | 6215.2254 | 36331100 | 807357.7778 |  | 0 | 279470 |  |  |  | 45 | [9 empty] | 15 | [14 empty] | sosai | kungurki | 0.25 | 876 |  | 61320 |  | 0.35 |  | 218150 | 279470 | 38868 | 45 | 15 | 0.11 | high
467 | imas | September 2022 | Nigeria |  |  | SMG | pv_storage_diesel_ac |  | 289542.7252 | 6160.4835 | 37611600 | 800246.8085 |  | 0 | 289320 |  |  |  | 47 | [9 empty] | 29 | [14 empty] | sosai | kungurki | 0.3 | 876 |  | 61320 |  | 0.35 |  | 228000 | 289320 | 36476 | 47 | 29 | 0.11 | high
468 | imas | September 2022 | Nigeria |  |  | SMG | pv_storage_diesel_ac |  | 336578.9069 | 3236.3356 | 43721600 | 420400 |  | 0 | 336320 |  |  |  | 104 | [9 empty] | 94 | [14 empty] | sosai | kungurki | 0.5 | 876 |  | 61320 |  | 0.35 |  | 275000 | 336320 | 26276 | 104 | 94 | 0.11 | high
469 | imas | September 2022 | Nigeria |  |  | SMG | pv_storage_diesel_ac |  | 295547.3441 | 5095.6439 | 38391600 | 661924.1379 |  | 0 | 295320 |  |  |  | 58 | [9 empty] | 38 | [14 empty] | sosai | kungurki | 0.35 | 876 |  | 61320 |  | 0.35 |  | 234000 | 295320 | 33780 | 58 | 38 | 0.11 | high
470 | imas | September 2022 | Nigeria |  |  | SMG | pv_storage_diesel_ac |  | 304554.2725 | 4350.7753 | 39561600 | 565165.7143 |  | 0 | 304320 |  |  |  | 70 | [9 empty] | 45 | [14 empty] | sosai | kungurki | 0.4 | 876 |  | 61320 |  | 0.35 |  | 243000 | 304320 | 31690 | 70 | 45 | 0.11 | high
471 | imas | September 2022 | Nigeria |  |  | SMG | pv_storage_diesel_ac |  | 315562.7406 | 3606.4313 | 40991600 | 468475.4286 |  | 0 | 315320 |  |  |  | 87.5 | [9 empty] | 54 | [14 empty] | sosai | kungurki | 0.45 | 876 |  | 61320 |  | 0.35 |  | 254000 | 315320 | 29000 | 87.5 | 54 | 0.11 | high
472 | imas | September 2022 | Nigeria |  |  | SMG | pv_storage_diesel_ac |  | 352591.224 | 3039.5795 | 45801600 | 394841.3793 |  | 0 | 352320 |  |  |  | 116 | [9 empty] | 121 | [14 empty] | sosai | kungurki | 0.55 | 876 |  | 61320 |  | 0.35 |  | 291000 | 352320 | 23896 | 116 | 121 | 0.11 | high
473 | imas | September 2022 | Nigeria |  |  | SMG | pv_storage_diesel_ac |  | 368603.5412 | 3261.9782 | 47881600 | 423730.9735 |  | 0 | 368320 |  |  |  | 113 | [9 empty] | 155 | [14 empty] | sosai | kungurki | 0.6 | 876 |  | 61320 |  | 0.35 |  | 307000 | 368320 | 21357 | 113 | 155 | 0.11 | high
474 | imas | September 2022 | Nigeria |  |  | SMG | pv_storage_diesel_ac |  | 385616.6282 | 3267.9375 | 50091600 | 424505.0847 |  | 0 | 385320 |  |  |  | 118 | [9 empty] | 193 | [14 empty] | sosai | kungurki | 0.65 | 876 |  | 61320 |  | 0.35 |  | 324000 | 385320 | 18896 | 118 | 193 | 0.11 | high
475 | imas | September 2022 | Nigeria |  |  | SMG | pv_storage_diesel_ac |  | 401628.9453 | 3113.4027 | 52171600 | 404431.0078 |  | 0 | 401320 |  |  |  | 129 | [9 empty] | 221 | [14 empty] | sosai | kungurki | 0.7 | 876 |  | 61320 |  | 0.35 |  | 340000 | 401320 | 16236 | 129 | 221 | 0.11 | high
476 | imas | September 2022 | Nigeria |  |  | SMG | pv_storage_diesel_ac |  | 416640.4927 | 3156.3674 | 54121600 | 410012.1212 |  | 0 | 416320 |  |  |  | 132 | [9 empty] | 263 | [14 empty] | sosai | kungurki | 0.75 | 876 |  | 61320 |  | 0.35 |  | 355000 | 416320 | 13603 | 132 | 263 | 0.11 | high
477 | imas | September 2022 | Nigeria |  |  | SMG | pv_storage_diesel_ac |  | 439658.1986 | 3096.1845 | 57111600 | 402194.3662 |  | 0 | 439320 |  |  |  | 142 | [9 empty] | 293 | [14 empty] | sosai | kungurki | 0.8 | 876 |  | 61320 |  | 0.35 |  | 378000 | 439320 | 10408 | 142 | 293 | 0.11 | high
478 | imas | September 2022 | Nigeria |  |  | SMG | pv_storage_diesel_ac |  | 456671.2856 | 2872.1465 | 59321600 | 373091.8239 |  | 0 | 456320 |  |  |  | 159 | [9 empty] | 319 | [14 empty] | sosai | kungurki | 0.85 | 876 |  | 61320 |  | 0.35 |  | 395000 | 456320 | 8114 | 159 | 319 | 0.11 | high
479 | imas | September 2022 | Nigeria |  |  | SMG | pv_storage_diesel_ac |  | 481690.5312 | 2784.3383 | 62571600 | 361685.5491 |  | 0 | 481320 |  |  |  | 173 | [9 empty] | 365 | [14 empty] | sosai | kungurki | 0.9 | 876 |  | 61320 |  | 0.35 |  | 420000 | 481320 | 5573 | 173 | 365 | 0.11 | high
480 | imas | September 2022 | Nigeria |  |  | SMG | pv_storage_diesel_ac |  | 836444.2186 | 16085.4657 | 108654104 | 2089502 |  | 0 | 835800.8 |  |  |  | 52 | [9 empty] | 10 | [14 empty] | a4t | majoda | 0.1 | 2253 | 399712 | 157710 | 338802.8 | 0.4 |  | 739000 | 835800.8 | 209819 | 52 | 10 | 0.13 | high
481 | imas | September 2022 | Nigeria |  |  | SMG | pv_storage_diesel_ac |  | 850454.9962 | 10005.3529 | 110474104 | 1299695.3412 |  | 0 | 849800.8 |  |  |  | 85 | [9 empty] | 10 | [14 empty] | a4t | majoda | 0.15 | 2253 | 399712 | 157710 | 338802.8 | 0.4 | 22 | 753000 | 849800.8 | 197607 | 85 | 10 | 0.13 | high |  | 15400.1273
482 | imas | September 2022 | Nigeria |  |  | SMG | pv_storage_diesel_ac |  | 863465.0038 | 7508.3913 | 112164104 | 975340.0348 |  | 0 | 862800.8 |  |  |  | 115 | [9 empty] | 10 | [14 empty] | a4t | majoda | 0.2 | 2253 | 399712 | 157710 | 338802.8 | 0.4 | 22 | 766000 | 862800.8 | 187873 | 115 | 10 | 0.13 | high |  | 15400.1273
483 | imas | September 2022 | Nigeria |  |  | SMG | pv_storage_diesel_ac |  | 882479.6305 | 5693.417 | 114634104 | 739574.8645 |  | 0 | 881800.8 |  |  |  | 155 | [9 empty] | 15 | [14 empty] | a4t | majoda | 0.25 | 2253 | 399712 | 157710 | 338802.8 | 0.4 | 22 | 785000 | 881800.8 | 178258 | 155 | 15 | 0.13 | high |  | 15400.1273
484 | imas | September 2022 | Nigeria |  |  | SMG | pv_storage_diesel_ac |  | 973549.6844 | 3415.9638 | 126464104 | 443733.6982 |  | 0 | 972800.8 |  |  |  | 285 | [9 empty] | 110 | [14 empty] | a4t | majoda | 0.35 | 2253 | 399712 | 157710 | 338802.8 | 0.4 | 22 | 876000 | 972800.8 | 154591 | 285 | 110 | 0.13 | high |  | 15400.1273
485 | imas | September 2022 | Nigeria |  |  | SMG | pv_storage_diesel_ac |  | 927514.2725 | 4416.7346 | 120484104 | 573733.8286 |  | 0 | 926800.8 |  |  |  | 210 | [9 empty] | 70 | [14 empty] | a4t | majoda | 0.3 | 2253 | 399712 | 157710 | 338802.8 | 0.4 | 22 | 830000 | 926800.8 | 165414 | 210 | 70 | 0.13 | high |  | 15400.1273
486 | imas | September 2022 | Nigeria |  |  | SMG | pv_storage_diesel_ac |  | 1028733.1332 | 2857.592 | 133632434 | 371201.2056 |  | 0 | 1027941.8 |  |  |  | 360 | [9 empty] | 160 | [14 empty] | a4t | majoda | 0.4 | 2253 | 399712 | 157710 | 338802.8 | 0.4 | 22 | 931141 | 1027941.8 | 143747 | 360 | 160 | 0.13 | high |  | 15400.1273
487 | imas | September 2022 | Nigeria |  |  | SMG | pv_storage_diesel_ac |  | 1075628.2063 | 2530.8899 | 139724104 | 328762.5976 |  | 0 | 1074800.8 |  |  |  | 425 | [9 empty] | 210 | [14 empty] | a4t | majoda | 0.45 | 2253 | 399712 | 157710 | 338802.8 | 0.4 | 22 | 978000 | 1074800.8 | 130860 | 425 | 210 | 0.13 | high |  | 15400.1273
488 | imas | September 2022 | Nigeria |  |  | SMG | pv_storage_diesel_ac |  | 1131712.348 | 2286.2876 | 147009434 | 296988.7556 |  | 0 | 1130841.8 |  |  |  | 495 | [9 empty] | 275 | [14 empty] | a4t | majoda | 0.5 | 2253 | 399712 | 157710 | 338802.8 | 0.4 | 22 | 1034041 | 1130841.8 | 118700 | 495 | 275 | 0.13 | high |  | 15400.1273
489 | imas | September 2022 | Nigeria |  |  | SMG | pv_storage_diesel_ac |  | 1198828.9761 | 2031.9135 | 155727884 | 263945.5661 |  | 0 | 1197906.8 |  |  |  | 590 | [9 empty] | 344 | [14 empty] | a4t | majoda | 0.55 | 2253 | 399712 | 157710 | 338802.8 | 0.4 | 22 | 1101106 | 1197906.8 | 107415 | 590 | 344 | 0.13 | high |  | 15400.1273
490 | imas | September 2022 | Nigeria |  |  | SMG | pv_storage_diesel_ac |  | 1275967.3133 | 1951.0204 | 165748154 | 253437.5443 |  | 0 | 1274985.8 |  |  |  | 654 | [9 empty] | 472 | [14 empty] | a4t | majoda | 0.6 | 2253 | 399712 | 157710 | 338802.8 | 0.4 | 22 | 1178185 | 1274985.8 | 95920 | 654 | 472 | 0.13 | high |  | 15400.1273
491 | imas | September 2022 | Nigeria |  |  | SMG | pv_storage_diesel_ac |  | 1359736.7513 | 1885.904 | 176629804 | 244978.9237 |  | 0 | 1358690.8 |  |  |  | 721 | [9 empty] | 615 | [14 empty] | a4t | majoda | 0.65 | 2253 | 399712 | 157710 | 338802.8 | 0.4 | 22 | 1261890 | 1358690.8 | 84625 | 721 | 615 | 0.13 | high |  | 15400.1273
492 | imas | September 2022 | Nigeria |  |  | SMG | pv_storage_diesel_ac |  | 1457222.7406 | 1940.3765 | 189293234 | 252054.9055 |  | 0 | 1456101.8 |  |  |  | 751 | [9 empty] | 780 | [14 empty] | a4t | majoda | 0.7 | 2253 | 399712 | 157710 | 338802.8 | 0.4 | 22 | 1359301 | 1456101.8 | 73153 | 751 | 780 | 0.13 | high |  | 15400.1273
493 | imas | September 2022 | Nigeria |  |  | SMG | pv_storage_diesel_ac |  | 1533878.7067 | 1893.6774 | 199250844 | 245988.6963 |  | 0 | 1532698.8 |  |  |  | 810 | [9 empty] | 942 | [14 empty] | a4t | majoda | 0.75 | 2253 | 399712 | 157710 | 338802.8 | 0.4 | 22 | 1435898 | 1532698.8 | 61742 | 810 | 942 | 0.13 | high |  | 15400.1273
494 | imas | September 2022 | Nigeria |  |  | SMG | pv_storage_diesel_ac |  | 1623328.5142 | 1881.0296 | 210870374 | 244345.7404 |  | 0 | 1622079.8 |  |  |  | 863 | [9 empty] | 1104 | [14 empty] | a4t | majoda | 0.8 | 2253 | 399712 | 157710 | 338802.8 | 0.4 | 22 | 1525279 | 1622079.8 | 49357 | 863 | 1104 | 0.13 | high |  | 15400.1273
495 | imas | September 2022 | Nigeria |  |  | SMG | pv_storage_diesel_ac |  | 1713712.04 | 1842.7011 | 222611194 | 239366.8753 |  | 0 | 1712393.8 |  |  |  | 930 | [9 empty] | 1278 | [14 empty] | a4t | majoda | 0.85 | 2253 | 399712 | 157710 | 338802.8 | 0.4 | 22 | 1615593 | 1712393.8 | 37098 | 930 | 1278 | 0.13 | high |  | 15400.1273
496 | imas | September 2022 | Nigeria |  |  | SMG | pv_storage_diesel_ac |  | 1830208.6528 | 1674.4818 | 237744104 | 217515.1912 |  | 0 | 1828800.8 |  |  |  | 1093 | [9 empty] | 1410 | [14 empty] | a4t | majoda | 0.9 | 2253 | 399712 | 157710 | 338802.8 | 0.4 | 22 | 1732000 | 1828800.8 | 24615 | 1093 | 1410 | 0.13 | high |  | 15400.1273
497 | imas | September 2022 | Nigeria |  |  | SMG | pv_storage_diesel_ac |  | 929736.6821 | 20211.667 | 120772795 | 2625495.5435 |  | 0 | 929021.5 |  |  |  | 46 | [9 empty] | 10 | [14 empty] | nayo | oke_oyi | 0.1 | 2277 | 580000 | 159390 | 609884.5 | 0.45 | 24 | 739747 | 929021.5 | 171684 | 46 | 10 | 0.12 | high |  | 25411.8542
498 | imas | September 2022 | Nigeria |  |  | SMG | pv_storage_diesel_ac |  | 936995.2656 | 14415.3118 | 121715685 | 1872549 |  | 0 | 936274.5 |  |  |  | 65 | [9 empty] | 10 | [14 empty] | nayo | oke_oyi | 0.15 | 2277 | 580000 | 159390 | 609884.5 | 0.45 | 24 | 747000 | 936274.5 | 164527 | 65 | 10 | 0.12 | high |  | 25411.8542
499 | imas | September 2022 | Nigeria |  |  | SMG | pv_storage_diesel_ac |  | 949004.5035 | 10544.4945 | 123275685 | 1369729.8333 |  | 0 | 948274.5 |  |  |  | 90 | [9 empty] | 10 | [14 empty] | nayo | oke_oyi | 0.2 | 2277 | 580000 | 159390 | 609884.5 | 0.45 | 24 | 759000 | 948274.5 | 155305 | 90 | 10 | 0.12 | high |  | 25411.8542
500 | imas | September 2022 | Nigeria |  |  | SMG | pv_storage_diesel_ac |  | 983030.6774 | 6342.1334 | 127695685 | 823843.129 |  | 0 | 982274.5 |  |  |  | 155 | [9 empty] | 25 | [14 empty] | nayo | oke_oyi | 0.3 | 2277 | 580000 | 159390 | 609884.5 | 0.45 | 24 | 793000 | 982274.5 | 137539 | 155 | 25 | 0.12 | high |  | 25411.8542
501 | imas | September 2022 | Nigeria |  |  | SMG | pv_storage_diesel_ac |  | 1019058.3911 | 5095.292 | 132375685 | 661878.425 |  | 0 | 1018274.5 |  |  |  | 200 | [9 empty] | 60 | [14 empty] | nayo | oke_oyi | 0.35 | 2277 | 580000 | 159390 | 609884.5 | 0.45 | 24 | 829000 | 1018274.5 | 127963 | 200 | 60 | 0.12 | high |  | 25411.8542
502 | imas | September 2022 | Nigeria |  |  | SMG | pv_storage_diesel_ac |  | 959012.2017 | 8339.2365 | 124575685 | 1083266.8261 |  | 0 | 958274.5 |  |  |  | 115 | [9 empty] | 10 | [14 empty] | nayo | oke_oyi | 0.25 | 2277 | 580000 | 159390 | 609884.5 | 0.45 | 24 | 769000 | 958274.5 | 147340 | 115 | 10 | 0.12 | high |  | 25411.8542
503 | imas | September 2022 | Nigeria |  |  | SMG | pv_storage_diesel_ac |  | 1059145.2271 | 4153.5107 | 137582965 | 539541.0392 |  | 0 | 1058330.5 |  |  |  | 255 | [9 empty] | 100 | [14 empty] | nayo | oke_oyi | 0.4 | 2277 | 580000 | 159390 | 609884.5 | 0.45 | 24 | 869056 | 1058330.5 | 118157 | 255 | 100 | 0.12 | high |  | 25411.8542
504 | imas | September 2022 | Nigeria |  |  | SMG | pv_storage_diesel_ac |  | 1106125.3657 | 3511.5091 | 143685685 | 456145.0317 |  | 0 | 1105274.5 |  |  |  | 315 | [9 empty] | 140 | [14 empty] | nayo | oke_oyi | 0.45 | 2277 | 580000 | 159390 | 609884.5 | 0.45 | 24 | 916000 | 1105274.5 | 108693 | 315 | 140 | 0.12 | high |  | 25411.8542
505 | imas | September 2022 | Nigeria |  |  | SMG | pv_storage_diesel_ac |  | 1152160.7775 | 3156.6049 | 149665685 | 410042.9726 |  | 0 | 1151274.5 |  |  |  | 365 | [9 empty] | 190 | [14 empty] | nayo | oke_oyi | 0.5 | 2277 | 580000 | 159390 | 609884.5 | 0.45 | 24 | 962000 | 1151274.5 | 98582 | 365 | 190 | 0.12 | high |  | 25411.8542
506 | imas | September 2022 | Nigeria |  |  | SMG | pv_storage_diesel_ac |  | 1190190.0308 | 2902.9025 | 154605685 | 377087.0366 |  | 0 | 1189274.5 |  |  |  | 410 | [9 empty] | 230 | [14 empty] | nayo | oke_oyi | 0.55 | 2277 | 580000 | 159390 | 609884.5 | 0.45 | 24 | 1000000 | 1189274.5 | 90059 | 410 | 230 | 0.12 | high |  | 25411.8542
507 | imas | September 2022 | Nigeria |  |  | SMG | pv_storage_diesel_ac |  | 1253238.5296 | 2578.6801 | 162795685 | 334970.5453 |  | 0 | 1252274.5 |  |  |  | 486 | [9 empty] | 297 | [14 empty] | nayo | oke_oyi | 0.6 | 2277 | 580000 | 159390 | 609884.5 | 0.45 | 24 | 1063000 | 1252274.5 | 78607 | 486 | 297 | 0.12 | high |  | 25411.8542
508 | imas | September 2022 | Nigeria |  |  | SMG | pv_storage_diesel_ac |  | 1319289.338 | 2270.7218 | 171375685 | 294966.7556 |  | 0 | 1318274.5 |  |  |  | 581 | [9 empty] | 355 | [14 empty] | nayo | oke_oyi | 0.65 | 2277 | 580000 | 159390 | 609884.5 | 0.45 | 24 | 1129000 | 1318274.5 | 69554 | 581 | 355 | 0.12 | high |  | 25411.8542
509 | imas | September 2022 | Nigeria |  |  | SMG | pv_storage_diesel_ac |  | 1381337.067 | 2286.9819 | 179435685 | 297078.9487 |  | 0 | 1380274.5 |  |  |  | 604 | [9 empty] | 497 | [14 empty] | nayo | oke_oyi | 0.7 | 2277 | 580000 | 159390 | 609884.5 | 0.45 | 24 | 1191000 | 1380274.5 | 60421 | 604 | 497 | 0.12 | high |  | 25411.8542
510 | imas | September 2022 | Nigeria |  |  | SMG | pv_storage_diesel_ac |  | 1452391.7244 | 2220.7825 | 188665685 | 288479.6407 |  | 0 | 1451274.5 |  |  |  | 654 | [9 empty] | 622 | [14 empty] | nayo | oke_oyi | 0.75 | 2277 | 580000 | 159390 | 609884.5 | 0.45 | 24 | 1262000 | 1451274.5 | 50662 | 654 | 622 | 0.12 | high |  | 25411.8542
511 | imas | September 2022 | Nigeria |  |  | SMG | pv_storage_diesel_ac |  | 1525447.9215 | 2198.0518 | 198155685 | 285526.9236 |  | 0 | 1524274.5 |  |  |  | 694 | [9 empty] | 759 | [14 empty] | nayo | oke_oyi | 0.8 | 2277 | 580000 | 159390 | 609884.5 | 0.45 | 24 | 1335000 | 1524274.5 | 40480 | 694 | 759 | 0.12 | high |  | 25411.8542
512 | imas | September 2022 | Nigeria |  |  | SMG | pv_storage_diesel_ac |  | 1599504.8884 | 2146.9864 | 207775685 | 278893.5369 |  | 0 | 1598274.5 |  |  |  | 745 | [9 empty] | 891 | [14 empty] | nayo | oke_oyi | 0.85 | 2277 | 580000 | 159390 | 609884.5 | 0.45 | 24 | 1409000 | 1598274.5 | 30452 | 745 | 891 | 0.12 | high |  | 25411.8542
513 | imas | September 2022 | Nigeria |  |  | SMG | pv_storage_diesel_ac |  | 1695578.7914 | 1969.3133 | 220255685 | 255813.8037 |  | 0 | 1694274.5 |  |  |  | 861 | [9 empty] | 1000 | [14 empty] | nayo | oke_oyi | 0.9 | 2277 | 580000 | 159390 | 609884.5 | 0.45 | 24 | 1505000 | 1694274.5 | 20221 | 861 | 1000 | 0.12 | high |  | 25411.8542
514 | imas | September 2022 | Nigeria |  |  | SMG | pv_storage_diesel_ac |  | 601770.4003 | 24070.816 | 78169975 | 3126799 |  | 0 | 601307.5 |  |  |  | 25 | [9 empty] | 5 | [14 empty] | sosai | sabon-gari | 0.1 | 1865 | 460000 | 130550 | 444757.5 | 0.35 | 19 | 486000 | 601307.5 | 117935 | 25 | 5 | 0.11 | high |  | 23408.2895
515 | imas | September 2022 | Nigeria |  |  | SMG | pv_storage_diesel_ac |  | 607775.0192 | 17365.0005 | 78949975 | 2255713.5714 |  | 0 | 607307.5 |  |  |  | 35 | [9 empty] | 5 | [14 empty] | sosai | sabon-gari | 0.15 | 1865 | 460000 | 130550 | 444757.5 | 0.35 | 19 | 492000 | 607307.5 | 113091 | 35 | 5 | 0.11 | high |  | 23408.2895
516 | imas | September 2022 | Nigeria |  |  | SMG | pv_storage_diesel_ac |  | 616781.9477 | 13706.2655 | 80119975 | 1780443.8889 |  | 0 | 616307.5 |  |  |  | 45 | [9 empty] | 15 | [14 empty] | sosai | sabon-gari | 0.2 | 1865 | 460000 | 130550 | 444757.5 | 0.35 | 19 | 501000 | 616307.5 | 108342 | 45 | 15 | 0.11 | high |  | 23408.2895
517 | imas | September 2022 | Nigeria |  |  | SMG | pv_storage_diesel_ac |  | 629791.9554 | 10496.5326 | 81809975 | 1363499.5833 |  | 0 | 629307.5 |  |  |  | 60 | [9 empty] | 30 | [14 empty] | sosai | sabon-gari | 0.25 | 1865 | 460000 | 130550 | 444757.5 | 0.35 | 19 | 514000 | 629307.5 | 101810 | 60 | 30 | 0.11 | high |  | 23408.2895
518 | imas | September 2022 | Nigeria |  |  | SMG | pv_storage_diesel_ac |  | 681831.9861 | 5681.9332 | 88569975 | 738083.125 |  | 0 | 681307.5 |  |  |  | 120 | [9 empty] | 90 | [14 empty] | sosai | sabon-gari | 0.4 | 1865 | 460000 | 130550 | 444757.5 | 0.35 | 19 | 566000 | 681307.5 | 84004 | 120 | 90 | 0.11 | high |  | 23408.2895
519 | imas | September 2022 | Nigeria |  |  | SMG | pv_storage_diesel_ac |  | 646805.0423 | 8085.063 | 84019975 | 1050249.6875 |  | 0 | 646307.5 |  |  |  | 80 | [9 empty] | 50 | [14 empty] | sosai | sabon-gari | 0.3 | 1865 | 460000 | 130550 | 444757.5 | 0.35 | 19 | 531000 | 646307.5 | 94118 | 80 | 50 | 0.11 | high |  | 23408.2895
520 | imas | September 2022 | Nigeria |  |  | SMG | pv_storage_diesel_ac |  | 711855.0808 | 4745.7005 | 92469975 | 616466.5 |  | 0 | 711307.5 |  |  |  | 150 | [9 empty] | 120 | [14 empty] | sosai | sabon-gari | 0.45 | 1865 | 460000 | 130550 | 444757.5 | 0.35 | 19 | 596000 | 711307.5 | 75477 | 150 | 120 | 0.11 | high |  | 23408.2895
521 | imas | September 2022 | Nigeria |  |  | SMG | pv_storage_diesel_ac |  | 664818.8992 | 6648.189 | 86359975 | 863599.75 |  | 0 | 664307.5 |  |  |  | 100 | [9 empty] | 70 | [14 empty] | sosai | sabon-gari | 0.35 | 1865 | 460000 | 130550 | 444757.5 | 0.35 | 19 | 549000 | 664307.5 | 88337 | 100 | 70 | 0.11 | high |  | 23408.2895
522 | imas | September 2022 | Nigeria |  |  | SMG | pv_storage_diesel_ac |  | 743879.7152 | 4132.6651 | 96629975 | 536833.1944 |  | 0 | 743307.5 |  |  |  | 180 | [9 empty] | 160 | [14 empty] | sosai | sabon-gari | 0.5 | 1865 | 460000 | 130550 | 444757.5 | 0.35 | 19 | 628000 | 743307.5 | 66252 | 180 | 160 | 0.11 | high |  | 23408.2895
523 | imas | September 2022 | Nigeria |  |  | SMG | pv_storage_diesel_ac |  | 769899.7306 | 3499.5442 | 100009975 | 454590.7955 |  | 0 | 769307.5 |  |  |  | 220 | [9 empty] | 180 | [14 empty] | sosai | sabon-gari | 0.55 | 1865 | 460000 | 130550 | 444757.5 | 0.35 | 19 | 654000 | 769307.5 | 59560 | 220 | 180 | 0.11 | high |  | 23408.2895
524 | imas | September 2022 | Nigeria |  |  | SMG | pv_storage_diesel_ac |  | 798922.0554 | 3072.7771 | 103779975 | 399153.75 |  | 0 | 798307.5 |  |  |  | 260 | [9 empty] | 205 | [14 empty] | sosai | sabon-gari | 0.6 | 1865 | 460000 | 130550 | 444757.5 | 0.35 | 19 | 683000 | 798307.5 | 54314 | 260 | 205 | 0.11 | high |  | 23408.2895
525 | imas | September 2022 | Nigeria |  |  | SMG | pv_storage_diesel_ac |  | 834949.7691 | 2755.6098 | 108459975 | 357953.7129 |  | 0 | 834307.5 |  |  |  | 303 | [9 empty] | 253 | [14 empty] | sosai | sabon-gari | 0.65 | 1865 | 460000 | 130550 | 444757.5 | 0.35 | 19 | 719000 | 834307.5 | 48893 | 303 | 253 | 0.11 | high |  | 23408.2895
526 | imas | September 2022 | Nigeria |  |  | SMG | pv_storage_diesel_ac |  | 874980.562 | 2926.3564 | 113659975 | 380133.6957 |  | 0 | 874307.5 |  |  |  | 299 | [9 empty] | 355 | [14 empty] | sosai | sabon-gari | 0.7 | 1865 | 460000 | 130550 | 444757.5 | 0.35 | 19 | 759000 | 874307.5 | 41529 | 299 | 355 | 0.11 | high |  | 23408.2895
527 | imas | September 2022 | Nigeria |  |  | SMG | pv_storage_diesel_ac |  | 913009.8152 | 2826.6558 | 118599975 | 367182.5851 |  | 0 | 912307.5 |  |  |  | 323 | [9 empty] | 426 | [14 empty] | sosai | sabon-gari | 0.75 | 1865 | 460000 | 130550 | 444757.5 | 0.35 | 19 | 797000 | 912307.5 | 35575 | 323 | 426 | 0.11 | high |  | 23408.2895
528 | imas | September 2022 | Nigeria |  |  | SMG | pv_storage_diesel_ac |  | 954041.378 | 2741.4982 | 123929975 | 356120.6178 |  | 0 | 953307.5 |  |  |  | 348 | [9 empty] | 523 | [14 empty] | sosai | sabon-gari | 0.8 | 1865 | 460000 | 130550 | 444757.5 | 0.35 | 19 | 838000 | 953307.5 | 28234 | 348 | 523 | 0.11 | high |  | 23408.2895
529 | imas | September 2022 | Nigeria |  |  | SMG | pv_storage_diesel_ac |  | 1000076.7898 | 2793.5106 | 129909975 | 362877.0251 |  | 0 | 999307.5 |  |  |  | 358 | [9 empty] | 601 | [14 empty] | sosai | sabon-gari | 0.85 | 1865 | 460000 | 130550 | 444757.5 | 0.35 | 19 | 884000 | 999307.5 | 21432 | 358 | 601 | 0.11 | high |  | 23408.2895
530 | imas | September 2022 | Nigeria |  |  | SMG | pv_storage_diesel_ac |  | 1036104.5035 | 2449.4196 | 134589975 | 318179.6099 |  | 0 | 1035307.5 |  |  |  | 423 | [9 empty] | 682 | [14 empty] | sosai | sabon-gari | 0.9 | 1865 | 460000 | 130550 | 444757.5 | 0.35 | 19 | 920000 | 1035307.5 | 14396 | 423 | 682 | 0.11 | high |  | 23408.2895
531 | ethiopia_bid | September 2022 | Ethiopia |  |  | SMG | pv_storage_dc |  | 466888.1447 | 2334.4407 | 60648770 | 303243.85 |  | 0 | 466529 |  |  |  | 200 | [9 empty] | 410 | [14 empty] | Eth-1 | Oborso East 1 | 1 | 1190 |  |  | 0 |  |  | 466529 | 466529 |  | 200 | 410
532 | ethiopia_bid | September 2022 | Ethiopia |  |  | SMG | pv_storage_dc |  | 511070.1309 | 2555.3507 | 66388010 | 331940.05 |  | 0 | 510677 |  |  |  | 200 | [9 empty] | 410 | [14 empty] | Eth-2 | Oborso East 2 | 1 | 1190 |  |  | 0 |  |  | 510677 | 510677 |  | 200 | 410
533 | ethiopia_bid | September 2022 | Ethiopia |  |  | SMG | pv_storage_dc |  | 572440.3387 | 2862.2017 | 74360000 | 371800 |  | 0 | 572000 |  |  |  | 200 | [9 empty] | 410 | [14 empty] | Eth-3 | Oborso East 3 | 1 | 1190 |  |  | 0 |  |  | 572000 | 572000 |  | 200 | 410
534 | ethiopia_bid | September 2022 | Ethiopia |  |  | SMG | pv_storage_dc |  | 176326.6359 | 2518.9519 | 22904830 | 327211.8571 |  | 0 | 176191 |  |  |  | 70 | [9 empty] | 160 | [14 empty] | Eth-1 | Oborso West 1 | 1 | 400 |  |  | 0 |  |  | 176191 | 176191 |  | 70 | 160
535 | ethiopia_bid | September 2022 | Ethiopia |  |  | SMG | pv_storage_dc |  | 212030.1001 | 3029.0014 | 27542710 | 393467.2857 |  | 0 | 211867 |  |  |  | 70 | [9 empty] | 160 | [14 empty] | Eth-2 | Oborso West 2 | 1 | 400 |  |  | 0 |  |  | 211867 | 211867 |  | 70 | 160
536 | ethiopia_bid | September 2022 | Ethiopia |  |  | SMG | pv_storage_dc |  | 292009.6228 | 4171.566 | 37932050 | 541886.4286 |  | 0 | 291785 |  |  |  | 70 | [9 empty] | 160 | [14 empty] | Eth-3 | Oborso West 3 | 1 | 400 |  |  | 0 |  |  | 291785 | 291785 |  | 70 | 160
537 | ethiopia_bid | September 2022 | Ethiopia |  |  | SMG | pv_storage_dc |  | 252081.9092 | 2520.8191 | 32745440 | 327454.4 |  | 0 | 251888 |  |  |  | 100 | [9 empty] | 220 | [14 empty] | Eth-1 | Oda 1 | 1 | 680 |  |  | 0 |  |  | 251888 | 251888 |  | 100 | 220
538 | ethiopia_bid | September 2022 | Ethiopia |  |  | SMG | pv_storage_dc |  | 308019.9384 | 3080.1994 | 40011790 | 400117.9 |  | 0 | 307783 |  |  |  | 100 | [9 empty] | 220 | [14 empty] | Eth-2 | Oda 2 | 1 | 680 |  |  | 0 |  |  | 307783 | 307783 |  | 100 | 220
539 | ethiopia_bid | September 2022 | Ethiopia |  |  | SMG | pv_storage_dc |  | 388561.8938 | 3885.6189 | 50474190 | 504741.9 |  | 0 | 388263 |  |  |  | 100 | [9 empty] | 220 | [14 empty] | Eth-3 | Oda 3 | 1 | 680 |  |  | 0 |  |  | 388263 | 388263 |  | 100 | 220
540 | ethiopia_bid | September 2022 | Ethiopia |  |  | SMG | pv_storage_dc |  | 384421.709 | 2745.8694 | 49936380 | 356688.4286 |  | 0 | 384126 |  |  |  | 140 | [9 empty] | 260 | [14 empty] | Eth-1 | Gera 1 | 1 | 870 |  |  | 0 |  |  | 384126 | 384126 |  | 140 | 260
541 | ethiopia_bid | September 2022 | Ethiopia |  |  | SMG | pv_storage_dc |  | 373287.144 | 2666.3367 | 48490000 | 346357.1429 |  | 0 | 373000 |  |  |  | 140 | [9 empty] | 260 | [14 empty] | Eth-2 | Gera 2 | 1 | 870 |  |  | 0 |  |  | 373000 | 373000 |  | 140 | 260
542 | ethiopia_bid | September 2022 | Ethiopia |  |  | SMG | pv_storage_dc |  | 437336.4126 | 3123.8315 | 56810000 | 405785.7143 |  | 0 | 437000 |  |  |  | 140 | [9 empty] | 260 | [14 empty] | Eth-3 | Gera 3 | 1 | 870 |  |  | 0 |  |  | 437000 | 437000 |  | 140 | 260
543 | ethiopia_bid | September 2022 | Ethiopia |  |  | SMG | pv_storage_dc |  | 371962.1247 | 2479.7475 | 48317880 | 322119.2 |  | 0 | 371676 |  |  |  | 150 | [9 empty] | 260 | [14 empty] | Eth-1 | Dakuba 1 | 1 | 730 |  |  | 0 |  |  | 371676 | 371676 |  | 150 | 260
544 | ethiopia_bid | September 2022 | Ethiopia |  |  | SMG | pv_storage_dc |  | 373487.2979 | 2489.9153 | 48516000 | 323440 |  | 0 | 373200 |  |  |  | 150 | [9 empty] | 260 | [14 empty] | Eth-2 | Dakuba 2 | 1 | 730 |  |  | 0 |  |  | 373200 | 373200 |  | 150 | 260
545 | ethiopia_bid | September 2022 | Ethiopia |  |  | SMG | pv_storage_dc |  | 408068.8992 | 2720.4593 | 53008150 | 353387.6667 |  | 0 | 407755 |  |  |  | 150 | [9 empty] | 260 | [14 empty] | Eth-3 | Dakuba 3 | 1 | 730 |  |  | 0 |  |  | 407755 | 407755 |  | 150 | 260
546 | ethiopia_bid | September 2022 | Ethiopia |  |  | SMG | pv_storage_dc |  | 373628.4065 | 2668.7743 | 48534330 | 346673.7857 |  | 0 | 373341 |  |  |  | 140 | [9 empty] | 280 | [14 empty] | Eth-1 | Kurtile 1 | 1 | 870 |  |  | 0 |  |  | 373341 | 373341 |  | 140 | 280
547 | ethiopia_bid | September 2022 | Ethiopia |  |  | SMG | pv_storage_dc |  | 380207.4673 | 2715.7676 | 49388950 | 352778.2143 |  | 0 | 379915 |  |  |  | 140 | [9 empty] | 280 | [14 empty] | Eth-2 | Kurtile 2 | 1 | 870 |  |  | 0 |  |  | 379915 | 379915 |  | 140 | 280
548 | ethiopia_bid | September 2022 | Ethiopia |  |  | SMG | pv_storage_dc |  | 438613.3949 | 3132.9528 | 56975880 | 406970.5714 |  | 0 | 438276 |  |  |  | 140 | [9 empty] | 280 | [14 empty] | Eth-3 | Kurtile 3 | 1 | 870 |  |  | 0 |  |  | 438276 | 438276 |  | 140 | 280
549 | AEPC Reference | September 2022 | Nepal |  |  | SMG | pv_storage_dc |  | 142234.6517 | 4741.1551 | 18476281.2548 | 615876.0418 |  | 0 | 142125.2404 |  |  |  | 30 | [26 empty] | 1 | 75 |  |  | 0 |  |  | 142125.2404 | 142125.2404 |  | 30
550 | AEPC Reference | September 2022 | Nepal |  |  | SMG | pv_storage_dc |  | 98725.943 | 5641.4825 | 12824500 | 732828.5714 |  | 0 | 98650 |  |  |  | 17.5 | [26 empty] | 1 | 48 |  |  | 0 |  |  | 98650 | 98650 |  | 17.5
551 | AEPC Reference | September 2022 | Nepal |  |  | SMG | pv_storage_dc |  | 239183.9877 | 4599.6921 | 31070000 | 597500 |  | 0 | 239000 |  |  |  | 52 | [26 empty] | 1 | 83 |  |  | 0 |  |  | 239000 | 239000 |  | 52
552 | AEPC Reference | September 2022 | Bangladesh |  |  | SMG | pv_storage_dc |  | 551674.3649 | 6895.9296 | 71662500 | 895781.25 |  | 0 | 551250 |  |  |  | 80 | [26 empty] | 1 | 310 |  |  | 0 |  |  | 551250 | 551250 |  | 80
553 | AEPC Reference | September 2022 | Cambodia |  |  | SMG | pv_storage_dc |  | 16332.5635 | 2041.5704 | 2121600 | 265200 |  | 0 | 16320 |  |  |  | 8 | [26 empty] | 1 | 64 |  |  | 0 |  |  | 16320 | 16320 |  | 8
554 | AEPC Reference | September 2022 | India |  |  | SMG | pv_storage_dc |  | 125096.2279 | 5345.9926 | 16250000 | 694444.4444 |  | 0 | 125000 |  |  |  | 23.4 | [26 empty] | 1 | 124 |  |  | 0 |  |  | 125000 | 125000 |  | 23.4
555 | AEPC Reference | September 2022 | Myanmar |  |  | SMG | pv_storage_dc |  | 250192.4557 | 4548.9537 | 32500000 | 590909.0909 |  | 0 | 250000 |  |  |  | 55 | [26 empty] | 1 | 126 |  |  | 0 |  |  | 250000 | 250000 |  | 55
556 | myanmar_cfp | September 2022 | Myanmar |  |  | SMG | pv_storage_dc |  | 0 | 0 | 0 | [33 empty] | CfP-3-A-11-15 FS |  | 189 |  | 16340 | 41704 |  | 1.59 | [8 empty] | 26228.9308
557 | myanmar_cfp | September 2022 | Myanmar |  |  | SMG | pv_storage_dc |  | 0 | 0 | 0 | [33 empty] | CfP-3-A-11-16 FS |  | 189 |  | 16340 | 44630 |  | 1.74 | [8 empty] | 25649.4253
558 | myanmar_cfp | September 2022 | Myanmar |  |  | SMG | pv_storage_dc |  | 0 | 0 | 0 | [33 empty] | CfP-3-A-11-17 FS |  | 189 |  | 14540 | 43340 |  | 1.95 | [8 empty] | 22225.641
559 | myanmar_cfp | September 2022 | Myanmar |  |  | SMG | pv_storage_dc |  | 0 | 0 | 0 | [33 empty] | CfP-3-A-11-18 FS |  | 189 |  | 16340 | 31926 |  | 0.95 | [8 empty] | 33606.3158
560 | myanmar_cfp | September 2022 | Myanmar |  |  | SMG | pv_storage_dc |  | 0 | 0 | 0 | [33 empty] | CfP-3-A-11-19 FS |  | 332 |  | 29600 | 114680 |  | 5.99 | [8 empty] | 19145.2421
561 | myanmar_cfp | September 2022 | Myanmar |  |  | SMG | pv_storage_dc |  | 0 | 0 | 0 | [33 empty] | CfP-3-A-11-20 FS |  | 332 |  | 29600 | 83372 |  | 3.68 | [8 empty] | 22655.4348
562 | myanmar_cfp | September 2022 | Myanmar |  |  | SMG | pv_storage_dc |  | 0 | 0 | 0 | [33 empty] | CfP-3-A-11-21 FS |  | 431 |  | 34910 | 168270 |  | 7.63 | [8 empty] | 22053.7353
563 | myanmar_cfp | September 2022 | Myanmar |  |  | SMG | pv_storage_dc |  | 0 | 0 | 0 | [33 empty] | CfP3-A-34-2-RRFS |  | 1016 |  | 97392 | 426010 |  | 10.9 | [8 empty] | 39083.4862
564 | myanmar_cfp | September 2022 | Myanmar |  |  | SMG | pv_storage_dc |  | 0 | 0 | 0 | [33 empty] | CfP3-A-6-3 RFS |  | 264 |  | 22410 | 86800 |  | 5.37 | [8 empty] | 16163.8734
565 | myanmar_cfp | September 2022 | Myanmar |  |  | SMG | pv_storage_dc |  | 0 | 0 | 0 | [33 empty] | CfP3-A-6-4 RFS |  | 279 |  | 23788 | 123668 |  | 8.2 | [8 empty] | 15081.4634
566 | myanmar_cfp | September 2022 | Myanmar |  |  | SMG | pv_storage_dc |  | 0 | 0 | 0 | [33 empty] | CfP3-A-6-5 RFS |  | 400 |  | 32706 | 94465 |  | 5.48 | [8 empty] | 17238.1387
567 | myanmar_cfp | September 2022 | Myanmar |  |  | SMG | pv_storage_dc |  | 0 | 0 | 0 | [33 empty] | CfP3-A-18-16 FS |  | 651 |  | 6981 | 95096 |  | 5.95 | [8 empty] | 15982.521
568 | myanmar_cfp | September 2022 | Myanmar |  |  | SMG | pv_storage_dc |  | 0 | 0 | 0 | [33 empty] | CfP-3-A-21-41 FS |  | 251 |  | 7850 | 73337 |  | 4.77 | [8 empty] | 15374.6331
569 | kushal_quote_1_sunfarmer | October 2022 | Nepal |  |  | components | pv_panel |  | 384.9115 | 384.9115 | 50000 | 50000 | [5 empty] | 1 | 1 | [42 empty] | Nepal Retail Price
570 | kushal_quote_1_sunfarmer | October 2022 | Nepal |  |  | components | pv_mounting_ground |  | 138.5681 | 138.5681 | 18000 | 18000 | [5 empty] | 1 | 1 | [42 empty] | Nepal Retail Price
571 | kushal_quote_1_sunfarmer | October 2022 | Nepal |  |  | components | solar_inverter |  | 192.4557 | 192.4557 | 25000 | 25000 | [5 empty] | 1 | 1 | [42 empty] | Nepal Retail Price
572 | kushal_quote_1_sunfarmer | October 2022 | Nepal |  |  | components | battery_lithium_ion |  | 461.8938 | 461.8938 | 60000 | 60000 | [5 empty] | 1 | 1 | [42 empty] | Nepal Retail Price
573 | kushal_quote_1_sunfarmer | October 2022 | Nepal |  |  | components | battery_inverter |  | 177.0593 | 177.0593 | 23000 | 23000 | [5 empty] | 1 | 1 | [42 empty] | Nepal Retail Price
574 | kushal_quote_1_sunfarmer | October 2022 | Nepal |  |  | components | diesel_gen |  | 377.2132 | 377.2132 | 49000 | 49000 | [5 empty] | 1 | 1 | [42 empty] | Nepal Retail Price
575 | kushal_quote_2_SMA | October 2022 | Nepal |  |  | components | solar_inverter | Sunny Tripower 5000 | 1979.2918 | 395.8584 | 257110 | 51422 | [5 empty] | 5 | 5 | [42 empty] | Nepal Retail Price
576 | kushal_quote_2_SMA | October 2022 | Nepal |  |  | components | solar_inverter | Sunny Tripower 6000 | 2390.4542 | 398.409 | 310520 | 51753.3333 | [5 empty] | 6 | 6 | [42 empty] | Nepal Retail Price
577 | kushal_quote_2_SMA | October 2022 | Nepal |  |  | components | solar_inverter | Sunny Tripower 7000 | 2588.2217 | 369.746 | 336210 | 48030 | [5 empty] | 7 | 7 | [42 empty] | Nepal Retail Price
578 | kushal_quote_2_SMA | October 2022 | Nepal |  |  | components | solar_inverter | Sunny Tripower 8000 | 2755.8122 | 344.4765 | 357980 | 44747.5 | [5 empty] | 8 | 8 | [42 empty] | Nepal Retail Price
579 | kushal_quote_2_SMA | October 2022 | Nepal |  |  | components | solar_inverter | Sunny Tripower 9000 | 2907.7752 | 323.0861 | 377720 | 41968.8889 | [5 empty] | 9 | 9 | [42 empty] | Nepal Retail Price
580 | kushal_quote_2_SMA | October 2022 | Nepal |  |  | components | solar_inverter | Sunny Tripower STP25000TL | 5175.9045 | 207.0362 | 672350 | 26894 | [5 empty] | 25 | 25 | [42 empty] | Nepal Retail Price
581 | kushal_quote_2_SMA | October 2022 | Nepal |  |  | components | solar_inverter | Sunny tripower STP20000TL | 4521.1701 | 226.0585 | 587300 | 29365 | [5 empty] | 20 | 20 | [42 empty] | Nepal Retail Price
582 | kushal_quote_2_SMA | October 2022 | Nepal |  |  | components | solar_inverter | Sunny Tropower STP15000TL | 4338.4911 | 289.2327 | 563570 | 37571.3333 | [5 empty] | 15 | 15 | [42 empty] | Nepal Retail Price
583 | kushal_quote_2_SMA | October 2022 | Nepal |  |  | components | solar_inverter | Sunny Tripower STP10000TL | 3151.3472 | 315.1347 | 409360 | 40936 | [5 empty] | 10 | 10 | [42 empty] | Nepal Retail Price
584 | kushal_quote_2_SMA | October 2022 | Nepal |  |  | components | battery_inverter | Sunny Island SI 6.0H | 4064.7421 | 846.8213 | 528010 | 110002.0833 | [6 empty] | 4.8
585 | kushal_quote_2_SMA | October 2022 | Nepal |  |  | components | battery_inverter | Sunny Island SI 8.0H | 4529.2533 | 707.6958 | 588350 | 91929.6875 | [6 empty] | 6.4
586 | kushal_quote_3_Nipun | October 2022 | Nepal |  |  | components | pv_panel |  | 346.4203 | 346.4203 | 45000 | 45000 | [5 empty] | 1 | 1 | [42 empty] | Nepal Retail Price
587 | kushal_quote_3_Nipun | October 2022 | Nepal |  |  | components | pv_mounting_ground |  | 123.1717 | 123.1717 | 16000 | 16000 | [6 empty] | 1 | [42 empty] | Nepal Retail Price
588 | kushal_quote_3_Nipun | October 2022 | Nepal |  |  | components | battery_lithium_ion |  | 500.3849 | 500.3849 | 65000 | 65000 | [6 empty] | 1 | [42 empty] | Nepal Retail Price
589 | kushal_quote_3_Nipun | October 2022 | Nepal |  |  | components | diesel_gen |  | 103.9261 | 103.9261 | 13500 | 13500 | [6 empty] | 1 | [42 empty] | Nepal Retail Price
590 | kushal_quote_3_Nipun | October 2022 | Nepal |  |  | components | smartmeter_1ph |  | 42.3403 | 42.3403 | 5500 | 5500 | [6 empty] | 1 | [42 empty] | Nepal Retail Price
591 | kushal_quote_4_battery_inverter | October 2022 | Nepal |  |  | components | battery_lead_acid |  | 192.9946 | 80.4144 | 25070 | 10445.8333 | [5 empty] | 2.4 | 2.4 | [42 empty] | Nepal Retail Price
592 | kushal_quote_4_battery_inverter | October 2022 | Nepal |  |  | components | battery_lead_acid |  | 142.4172 | 79.1207 | 18500 | 10277.7778 | [5 empty] | 1.8 | 1.8 | [42 empty] | Nepal Retail Price
593 | kushal_quote_4_battery_inverter | October 2022 | Nepal |  |  | components | battery_lead_acid |  | 115.4734 | 96.2279 | 15000 | 12500 | [5 empty] | 1.2 | 1.2 | [42 empty] | Nepal Retail Price
594 | kushal_quote_4_battery_inverter | October 2022 | Nepal |  |  | components | battery_lead_acid |  | 215.5504 | 89.8127 | 28000 | 11666.6667 | [5 empty] | 2.4 | 2.4 | [42 empty] | Nepal Retail Price
595 | kushal_quote_4_battery_inverter | October 2022 | Nepal |  |  | components | battery_lead_acid |  | 177.0593 | 98.3663 | 23000 | 12777.7778 | [5 empty] | 1.8 | 1.8 | [42 empty] | Nepal Retail Price
596 | kushal_quote_4_battery_inverter | October 2022 | Nepal |  |  | components | battery_lead_acid |  | 146.2664 | 121.8886 | 19000 | 15833.3333 | [5 empty] | 1.2 | 1.2 | [42 empty] | Nepal Retail Price
597 | kushal_quote_4_battery_inverter | October 2022 | Nepal |  |  | components | battery_lead_acid |  | 301.0008 | 125.417 | 39100 | 16291.6667 | [5 empty] | 2.4 | 2.4 | [42 empty] | Nepal Retail Price
598 | kushal_quote_4_battery_inverter | October 2022 | Nepal |  |  | components | battery_lead_acid |  | 169.361 | 141.1342 | 22000 | 18333.3333 | [5 empty] | 1.2 | 1.2 | [42 empty] | Nepal Retail Price
599 | kushal_quote_4_battery_inverter | October 2022 | Nepal |  |  | components | battery_lithium_ion |  | 1150.8853 | 239.7678 | 149500 | 31145.8333 | [5 empty] | 4.8 | 4.8 | [42 empty] | Nepal Retail Price
600 | kushal_quote_4_battery_inverter | October 2022 | Nepal |  |  | components | battery_lithium_ion |  | 500.3849 | 500.3849 | 65000 | 65000 | [5 empty] | 1 | 1 | [42 empty] | Nepal Retail Price
601 | kushal_quote_4_battery_inverter | October 2022 | Nepal |  |  | components | battery_lithium_ion |  | 431.6012 | 359.6677 | 56065 | 46720.8333 | [5 empty] | 1.2 | 1.2 | [42 empty] | Nepal Retail Price
602 | kushal_quote_4_battery_inverter | October 2022 | Nepal |  |  | components | battery_inverter | victron 10kva quattro | 389.7229 | 48.7154 | 50625 | 6328.125 | [5 empty] | 8 | 8 | [42 empty] | Nepal Retail Price
603 | kushal_quote_4_battery_inverter | October 2022 | Nepal |  |  | components | battery_inverter | victron 15 kva quattro | 4580.4465 | 381.7039 | 595000 | 49583.3333 | [5 empty] | 12 | 12 | [42 empty] | Nepal Retail Price
604 | kushal_quote_4_battery_inverter | October 2022 | Nepal |  |  | components | battery_inverter | victron 5 kva quattro | 2700.154 | 675.0385 | 350750 | 87687.5 | [5 empty] | 4 | 4 | [42 empty] | Nepal Retail Price
605 | kushal_quote_4_battery_inverter | October 2022 | Nepal |  |  | components | solar_inverter |  | 423.4026 | 141.1342 | 55000 | 18333.3333 | [5 empty] | 3 | 3 | [42 empty] | Nepal Retail Price
606 | kushal_quote_4_battery_inverter | October 2022 | Nepal |  |  | components | solar_inverter |  | 692.8406 | 138.5681 | 90000 | 18000 | [5 empty] | 5 | 5 | [42 empty] | Nepal Retail Price
607 | kushal_quote_4_battery_inverter | October 2022 | Nepal |  |  | components | solar_inverter |  | 1539.6459 | 153.9646 | 200000 | 20000 | [5 empty] | 10 | 10 | [42 empty] | Nepal Retail Price
608 | kushal_quote_4_battery_inverter | October 2022 | Nepal |  |  | components | solar_inverter |  | 2001.5396 | 133.436 | 260000 | 17333.3333 | [5 empty] | 15 | 15 | [42 empty] | Nepal Retail Price
609 | kushal_quote_4_battery_inverter | October 2022 | Nepal |  |  | components | solar_inverter |  | 3079.2918 | 123.1717 | 400000 | 16000 | [5 empty] | 25 | 25 | [42 empty] | Nepal Retail Price
610 | kushal_quote_5_cosmic_solution | October 2022 | Nepal |  |  | components | pv_panel |  | 369.515 | 369.515 | 48000 | 48000 | [6 empty] | 1 | [42 empty] | Nepal Retail Price
611 | kushal_quote_5_cosmic_solution | October 2022 | Nepal |  |  | components | pv_mounting_ground |  | 153.9646 | 153.9646 | 20000 | 20000 | [6 empty] | 1 | [42 empty] | Nepal Retail Price
612 | kushal_quote_5_cosmic_solution | October 2022 | Nepal |  |  | components | solar_inverter |  | 261.7398 | 261.7398 | 34000 | 34000 | [6 empty] | 1 | [42 empty] | Nepal Retail Price
613 | kushal_quote_5_cosmic_solution | October 2022 | Nepal |  |  | components | battery_lead_acid |  | 257.1594 | 257.1594 | 33405 | 33405 | [6 empty] | 1 | [42 empty] | Nepal Retail Price
614 | kushal_quote_5_cosmic_solution | October 2022 | Nepal |  |  | components | battery_inverter |  | 872.7483 | 872.7483 | 113370 | 113370 | [6 empty] | 1 | [42 empty] | Nepal Retail Price
615 | kushal_quote_6_simple_energy | October 2022 | Nepal |  |  | components | pv_panel |  | 294.6882 | 294.6882 | 38280 | 38280 | [6 empty] | 1 | [42 empty] | Nepal Retail Price
616 | kushal_quote_6_simple_energy | October 2022 | Nepal |  |  | components | pv_mounting_ground |  | 68.5142 | 68.5142 | 8900 | 8900 | [6 empty] | 1 | [42 empty] | Nepal Retail Price
617 | kushal_quote_6_simple_energy | October 2022 | Nepal |  |  | components | battery_lithium_ion |  | 692.8406 | 692.8406 | 90000 | 90000 | [6 empty] | 1 | [42 empty] | Nepal Retail Price
618 | kushal_quote_6_simple_energy | October 2022 | Nepal |  |  | components | battery_inverter |  | 307.9292 | 307.9292 | 40000 | 40000 | [6 empty] | 1 | [42 empty] | Nepal Retail Price
619 | kushal_quote_6_simple_energy | October 2022 | Nepal |  |  | components | smartmeter_1ph |  | 76.9823 | 76.9823 | 10000 | 10000 | [6 empty] | 1 | [42 empty] | Nepal Retail Price

## Calculations & Assumptions
Currency Exchange Assumptions
Other Currencies | Equivalence in NPR
1 EUR | 130 | NPR
1 USD | 129.9 | NPR
1 INR | 1.6 | NPR
Solar Home Systems (0 W< x < 100 W)
Estimation Method | Categorized medians
Categories | NPR / kWp | USD / kWp
DC with battery | 374576 | 2885 | * Value in column C of this row is an output of the analysis conducted in R. The same applied to all other discrete values below that are not justified through an Excel internal formula. For more information regarding R please refer to cell C27 in the 'Intro' sheet.
Other Costs | %
Logistics | 5%
Installation | 5%
Balance of System | 0%
Solar Rooftop Systems (100 W < x < 10 kW)
Estimation Method | Categorized medians
Categories | NPR / kW | USD / kWp
Without Battery | 72826 | 560
With Battery | 116207 | 895
Other Costs | %
Logistics | 5%
Installation | 10%
Balance of System | 0%
Commercial and Industrial PV Systems (10 kW < x < 300 kW)
Estimation Method | Categorized medians
Categories | NPR / kWp | USD / kWp
Small C&I (x < 100 kWp) | 68944 | 530
Large C&I (x > 100 kWp) | 57536 | 445
Other Costs | %
Logistics | 5%
Installation | 10%
Balance of System | 2%
Solar Mini-Grids (30 kW < x < 300 kW)
Estimation Method | Categorized medians
Generation System | NPR / kWp | USD / kWp | Battery : PV | Generator: PV
High RE (80-100%) | 236015 | 1815 | 2 | 0.3
Medium RE (60-80%) | 201175 | 1550 | 1.5 | 0.4
Low RE (40-60%) | 185348 | 1425 | 1.25 | 0.5
Meters | NPR / connection | USD / connection
Pre-paid smart meter | 6495 | 50
Distribution Network | NPR / km | USD / km
LV Network | 2598000 | 20000
30 kWp Minigrid | Number of Connections | 200
100 % RE Scenario | km of Distribution line | 2.5
Categories | Benchmark Costs |  | Sizing | Unit | Cost
Solar Panel | 330 | USD/kWp | 30 | kWp | 9900
Solar Mounting (Ground) | 62 | USD/kWp | 30 | kWp | 1860
Solar Inverter | 180 | USD/kW | 30 | kWp | 5400
Battery Storage (Li ion) | 380 | USD/kWh | 60 | kWh | 22800
Battery Inverter | 205 | USD/kW | 15 | kW | 3075
Back- Up Diesel Generator | 245 | USD/kW | 10 | kW | 2450
Metering | 50 | USD/conn. | 200 | conn | 10000
Distribution Network | 20000 | USD/km | 2.5 | km | 50000
Soft Costs
Logistics | 5% | of total Cost |  |  | 6511.4198
Installation | 10% | of total Cost |  |  | 13022.8395
Land Acquisition | 2% | of total Cost |  |  | 2604.5679
BOS | 2% | of total Cost |  |  | 2604.5679
Total | 130228.3951 | USD
Total Cost per Connection | 723.4911 | USD / connection
Total Cost per kWp | 4340.9465 | USD / kWp
300 kWp Minigrid | Number of Connections | 1000
100 % RE Scenario | km of Distribution line | 10
Categories | Benchmark Costs |  | Sizing | Unit | Cost
Solar Panel | 330 | USD/kWp | 300 | kWp | 99000
Solar Mounting (Ground) | 62 | USD/kWp | 300 | kWp | 18600
Solar Inverter | 180 | USD/kW | 300 | kWp | 54000
Battery Storage (Li ion) | 380 | USD/kWh | 600 | kWh | 228000
Battery Inverter | 205 | USD/kW | 150 | kW | 30750
Back- Up Diesel Generator | 245 | USD/kW | 100 | kW | 24500
Metering | 50 | USD/conn. | 1000 | conn | 50000
Distribution Network | 240 | USD/km | 10 | km | 252000
Soft Costs
Logistics | 5% | of total Cost |  |  | 47303.125
Installation | 10% | of total Cost |  |  | 94606.25
Land Acquisition | 2% | of total Cost |  |  | 18921.25
BOS | 3% | of total Cost |  |  | 28381.875
Total | 946062.5 | USD
Total Cost per Connection | 901.0119 | USD / connection
Total Cost per kWp | 3153.5417 | USD / kWp
Solar Irrigation Pumping Systems (0 < x < 30 kW)
Estimation Method | Curve of best fit |  | X | Y = b * ln(X) + a
|  |  | 1 | 124858.5
Without battery |  |  | 2 | 108677.1805
Cofficients | Values |  | 3 | 99211.7153
Intercept (a) | 124858.5 |  | 4 | 92495.8609
Gradient (b) | -53753.18 |  | 5 | 87286.6395
|  |  | 6 | 83030.3958
|  |  | 7 | 79431.7929
|  |  | 8 | 76314.5414
|  |  | 9 | 73564.9306
|  |  | 10 | 71105.32
With battery |  |  | X | Y = b * ln(X) + a
Cofficients | Values |  | 1 | 150470.5
Intercept (a) | 150470.5 |  | 2 | 137315.3477
Gradient (b) | -43700.47 |  | 3 | 129620.0769
|  |  | 4 | 124160.1954
|  |  | 5 | 119925.1823
|  |  | 6 | 116464.9246
|  |  | 7 | 113539.3185
|  |  | 8 | 111005.0431
|  |  | 9 | 108769.6538
|  |  | 10 | 106770.03
Other Costs | %
Logistics | 5%
Installation | 10%
Balance of System | 2%
Solar Street Lights (Type 2, 3 and 4)
Estimation Method | Categorized medians
Categories | NPR | USD / kWp
Type 2 | 15000 | 115
Type 3 | 25000 | 190
Type 4 | 30000 | 230
Other Costs | %
Logistics | 5%
Installation | 10%
Balance of System | 0%
This chart isn't available in your version of Excel. Editing this shape or saving this workbook into a different file format will permanently break the chart.
This chart isn't available in your version of Excel. Editing this shape or saving this workbook into a different file format will permanently break the chart.

## Results
1 USD = X NPR | 129.9
Component Analysis
| International Data | Nepal Retail Price | Unit | Nepali Retail Price Overcost
Solar Panel | 330 | 350 | USD/kWp | 6.061% | 0%
Solar Mounting (Ground) | 62 | 120 | USD/kWp | 93.55% | 0%
Solar Inverter | 180 | 250 | USD/kW | 38.89% | 0%
Battery Storage (Li ion) | 380 | 460 | USD/kWh | 21.05% | 0%
Battery Storage (Lead Acid) | 126 | 98 | USD/kWh | -22.22% | 0%
Battery Inverter | 205 | 420 | USD/kW | 104.9% | 0%
Back- Up Diesel Generator | 245 | 250 | USD/kW | 2.041% | 0%
Pre-paid Smart Meter | 50 | 50 | USD/meter | 0% | 0%
Component |  | Size | Unit | International Data (NPR) | Nepal Retail Price (NPR) | Nepali Retail Price Overcost
Solar Panel 50 W |  | 0.05 | kWp | 2143.35 | 2273.25 | 6.061% | *
Solar Panel 100W |  | 0.1 | kWp | 4286.7 | 4546.5 | 6.061% | *
Solar Panel 130 W |  | 0.13 | kWp | 5572.71 | 5910.45 | 6.061% | *
Solar Panel 300 W |  | 0.3 | kWp | 12860.1 | 13639.5 | 6.061% | *
Solar Panel 350 W |  | 0.35 | kWp | 15003.45 | 15912.75 | 6.061% | *
Solar Mounting (Ground) |  | 1 | kWp | 8053.8 | 15588 | 93.55% | *
Solar Mounting (Ground) |  | 5 | kWp | 40269 | 77940 | 93.55% | *
Solar Inverter 5 kW |  | 5 | kW | 116910 | 173500 | 48.4%
Solar Inverter 10 kW |  | 10 | kW | 233820 | 309844.4444 | 32.51%
Storage Li Ion 1.2 kWh |  | 1.2 | kWh | 59234.4 | 71704.8 | 21.05%
Storage Li Ion 4.8 kWh |  | 4.8 | kWh | 236937.6 | 286819.2 | 21.05%
Storage 1.2 kWhFlooded |  | 1.2 | kWh | 19640.88 | 15000 | -23.63%
Storage 2.4 kWh Flooded |  | 2.4 | kWh | 39281.76 | 25070 | -36.18%
Storage 1.2 kWh Gel |  | 1.2 | kWh | 19640.88 | 16500 | -15.99%
Storage 2.4 kWh Gel |  | 2.4 | kWh | 39281.76 | 33000 | -15.99%
Battery Inverter 10 kW |  | 10 | kW | 266295 | 405000 | 52.09%
Battery Inverter 25 kW |  | 25 | kW | 665737.5 | 960500 | 44.28%
Back-up Diesel Gen 1 kW |  | 1 | kW | 31825.5 | 32475 | 2.041% | *
Back-up Diesel Gen 10 kW |  | 10 | kW | 318255 | 324750 | 2.041% | *
Prepaid Smart Meter |  | 1 | unit | 6500 | 6500 | 0% | *
Solar Home Systems (0 W< x < 100 W)
System sizes | Wp | 10 | 20 | 30 | 50 | 55 | 60 | 70 | 80 | 90 | 100 | Size (Wp) | NPR | USD | Size (Wp) | NPR | USD
Equipment cost | NPR | 3745.76 | 7491.52 | 11237.28 | 18728.8 | 20601.68 | 22474.56 | 26220.32 | 29966.08 | 33711.84 | 37457.6 | 10 | 4000 | 30 | 60 | 24500 | 190
Logistics | 5% | 187.288 | 374.576 | 561.864 | 936.44 | 1030.084 | 1123.728 | 1311.016 | 1498.304 | 1685.592 | 1872.88 | 20 | 8000 | 60 | 70 | 29000 | 220
Installation | 5% | 187.288 | 374.576 | 561.864 | 936.44 | 1030.084 | 1123.728 | 1311.016 | 1498.304 | 1685.592 | 1872.88 | 30 | 12500 | 100 | 80 | 33000 | 250
Balance of System | 0% | 0 | 0 | 0 | 0 | 0 | 0 | 0 | 0 | 0 | 0 | 50 | 20500 | 160 | 90 | 37000 | 280
Total Cost | NPR | 4000 | 8000 | 12500 | 20500 | 22500 | 24500 | 29000 | 33000 | 37000 | 41000 | 55 | 22500 | 160 | 100 | 41000 | 320
Total Cost | USD | 30 | 60 | 100 | 160 | 170 | 190 | 220 | 250 | 280 | 320
Solar Rooftop Systems (100 W < x < 10 kW)
System sizes | kWp | 1 | 2 | 3 | 4 | 5 | 6 | 7 | 8 | 9 | 10 | Size (kWp) | NPR | USD | Size (Wp) | NPR | USD
Without Storage
Equipment cost | NPR | 72826 | 145652 | 218478 | 291304 | 364130 | 436956 | 509782 | 582608 | 655434 | 728260 | 1 | 85000 | 650 | 6 | 511000 | 3950
Logistics | 5% | 3641.3 | 7282.6 | 10923.9 | 14565.2 | 18206.5 | 21847.8 | 25489.1 | 29130.4 | 32771.7 | 36413 | 2 | 170000 | 1300 | 7 | 596000 | 4600
Installation | 10% | 7282.6 | 14565.2 | 21847.8 | 29130.4 | 36413 | 43695.6 | 50978.2 | 58260.8 | 65543.4 | 72826 | 3 | 256000 | 1950 | 8 | 682000 | 5250
Balance of System | 2% | 1456.52 | 2913.04 | 4369.56 | 5826.08 | 7282.6 | 8739.12 | 10195.64 | 11652.16 | 13108.68 | 14565.2 | 4 | 341000 | 2650 | 9 | 767000 | 5900
Total Cost | NPR | 85000 | 170000 | 256000 | 341000 | 426000 | 511000 | 596000 | 682000 | 767000 | 852000 | 5 | 426000 | 2650 | 10 | 852000 | 6550
Total Cost | USD | 650 | 1300 | 1950 | 2650 | 3300 | 3950 | 4600 | 5250 | 5900 | 6550
With Storage
Equipment cost | NPR | 116207 | 232414 | 348621 | 464828 | 581035 | 697242 | 813449 | 929656 | 1045863 | 1162070 | 1 | 136000 | 1050 | 6 | 816000 | 6300
Logistics | 5% | 5810.35 | 11620.7 | 17431.05 | 23241.4 | 29051.75 | 34862.1 | 40672.45 | 46482.8 | 52293.15 | 58103.5 | 2 | 272000 | 2100 | 7 | 952000 | 7350
Installation | 10% | 11620.7 | 23241.4 | 34862.1 | 46482.8 | 58103.5 | 69724.2 | 81344.9 | 92965.6 | 104586.3 | 116207 | 3 | 408000 | 3150 | 8 | 1088000 | 8400
Balance of System | 2% | 2324.14 | 4648.28 | 6972.42 | 9296.56 | 11620.7 | 13944.84 | 16268.98 | 18593.12 | 20917.26 | 23241.4 | 4 | 544000 | 4200 | 9 | 1224000 | 9400
Total Cost | NPR | 136000 | 272000 | 408000 | 544000 | 680000 | 816000 | 952000 | 1088000 | 1224000 | 1360000 | 5 | 680000 | 4200 | 10 | 1360000 | 10450
Total Cost | USD | 1050 | 2100 | 3150 | 4200 | 5250 | 6300 | 7350 | 8400 | 9400 | 10450
Commercial and Industrial PV Systems (30 kW < x < 300 kW) | [11 empty] | Size (kWp) | NPR | USD | Size (Wp) | NPR | USD
System sizes | kWp | 10 | 20 | 30 | 60 | 100 | 125 | 150 | 200 | 250 | 300
Equipment cost | NPR | 689440 | 1378880 | 2068320 | 4136640 | 5753600 | 7192000 | 8630400 | 11507200 | 14384000 | 17260800 | 10 | 807000 | 6200 | 125 | 8415000 | 64800
Logistics | 5% | 34472 | 68944 | 103416 | 206832 | 287680 | 359600 | 431520 | 575360 | 719200 | 863040 | 20 | 1613000 | 12400 | 150 | 10098000 | 77750
Installation | 10% | 68944 | 137888 | 206832 | 413664 | 575360 | 719200 | 863040 | 1150720 | 1438400 | 1726080 | 30 | 2420000 | 18650 | 200 | 13463000 | 103650
Balance of System | 2% | 13788.8 | 27577.6 | 41366.4 | 82732.8 | 115072 | 143840 | 172608 | 230144 | 287680 | 345216 | 60 | 4840000 | 37250 | 250 | 16829000 | 129550
Total Cost | NPR | 807000 | 1613000 | 2420000 | 4840000 | 6732000 | 8415000 | 10098000 | 13463000 | 16829000 | 20195000 | 100 | 6732000 | 37250 | 300 | 20195000 | 155450
Total Cost | USD | 6200 | 12400 | 18650 | 37250 | 51800 | 64800 | 77750 | 103650 | 129550 | 155450
RE Solar Mini-Grids (30 kW < x < 300 kW) | [11 empty] | Size (kWp) | NPR | USD | Size (Wp) | NPR | USD
System sizes | kWp | 1 | 30 | 30 | 30 | 100 | 100 | 100 | 300 | 300 | 300 | Low | 15625000 | 120300 | Low | 103053000 | 793350
Renewable fraction | Low, Medium, High | High | Low | Medium | High | Low | Medium | High | Low | Medium | High | Medium | 16180000 | 124550 | Medium | 108608000 | 836100
Connections | # | 1 | 200 | 200 | 200 | 600 | 600 | 600 | 1000 | 1000 | 1000 | High | 17403000 | 319050 | High | 120837000 | 930250
Grid length | km | 1 | 2.5 | 2.5 | 2.5 | 5 | 5 | 5 | 10 | 10 | 10
Generation System | NPR | 236015 | 5560440 | 6035250 | 7080450 | 18534800 | 20117500 | 23601500 | 55604400 | 60352500 | 70804500
Metering System | NPR | 6495 | 1299000 | 1299000 | 1299000 | 3897000 | 3897000 | 3897000 | 6495000 | 6495000 | 6495000
Distribution Network | NPR | 2598000 | 6495000 | 6495000 | 6495000 | 12990000 | 12990000 | 12990000 | 25980000 | 25980000 | 25980000
Logistics | 5% | 142025.5 | 667722 | 691462.5 | 743722.5 | 1771090 | 1850225 | 2024425 | 4403970 | 4641375 | 5163975
Installation | 10% | 284051 | 1335444 | 1382925 | 1487445 | 3542180 | 3700450 | 4048850 | 8807940 | 9282750 | 10327950
Balance of System | 2% | 56810.2 | 267088.8 | 276585 | 297489 | 708436 | 740090 | 809770 | 1761588 | 1856550 | 2065590
Other Costs | NPR | 482886.7 | 2270254.8 | 2350972.5 | 2528656.5 | 6021706 | 6290765 | 6883045 | 14973498 | 15780675 | 17557515
Total Cost | NPR | 3323000 | 15625000 | 16180000 | 17403000 | 41444000 | 43295000 | 47372000 | 103053000 | 108608000 | 120837000
Total Cost | USD | 25600 | 120300 | 124550 | 133950 | 319050 | 333300 | 364700 | 793350 | 836100 | 930250
Total Cost per connection | USD | 25600 | 601.5 | 622.75 | 669.75 | 531.75 | 555.5 | 607.8333 | 793.35 | 836.1 | 930.25
Total Cost per kWp | USD | 25600 | 4010 | 4151.6667 | 4465 | 3190.5 | 3333 | 3647 | 2644.5 | 2787 | 3100.8333
Solar Irrigation Pumping Systems (0 < x < 30 kW)
System sizes | kWp | 1 | 2 | 4 | 6 | 8 | 10 | 15 | 20 | 25 | 30 | Size (Wp) | NPR | USD | Size (Wp) | NPR | USD
Without battery
Equipment cost | NPR | 124858.5 | 217354.3609 | 369983.4437 | 498182.3746 | 610516.331 | 711053.2 | 924597.8228 | 1098480.0092 | 1242869.4771 | 1363756.0594 | 1 | 146000 | 1100 | 10 | 832000 | 6400
Logistics | 5% | 6242.925 | 10867.718 | 18499.1722 | 24909.1187 | 30525.8165 | 35552.66 | 46229.8911 | 54924.0005 | 62143.4739 | 68187.803 | 2 | 254000 | 1950 | 15 | 1082000 | 8350
Installation | 10% | 12485.85 | 21735.4361 | 36998.3444 | 49818.2375 | 61051.6331 | 71105.32 | 92459.7823 | 109848.0009 | 124286.9477 | 136375.6059 | 4 | 433000 | 3350 | 20 | 1285000 | 9900
Balance of System | 2% | 2497.17 | 4347.0872 | 7399.6689 | 9963.6475 | 12210.3266 | 14221.064 | 18491.9565 | 21969.6002 | 24857.3895 | 27275.1212 | 6 | 583000 | 4500 | 25 | 1454000 | 11200
Total Cost | NPR | 146000 | 254000 | 433000 | 583000 | 714000 | 832000 | 1082000 | 1285000 | 1454000 | 1596000 | 8 | 714000 | 4500 | 30 | 1596000 | 12300
Total Cost | USD | 1100 | 1950 | 3350 | 4500 | 5500 | 6400 | 8350 | 9900 | 11200 | 12300
With battery
Equipment cost | NPR | 225705.75 | 411946.0431 | 744961.1725 | 1048184.3216 | 1332060.5174 | 1601550.45 | 2229182.0824 | 2808446.3312 | 3351744.9221 | 3866382.3115 | 1 | 264000 | 2050 | 10 | 1874000 | 14450
Logistics | 5% | 11285.2875 | 20597.3022 | 37248.0586 | 52409.2161 | 66603.0259 | 80077.5225 | 111459.1041 | 140422.3166 | 167587.2461 | 193319.1156 | 2 | 482000 | 3700 | 15 | 2608000 | 20100
Installation | 10% | 22570.575 | 41194.6043 | 74496.1172 | 104818.4322 | 133206.0517 | 160155.045 | 222918.2082 | 280844.6331 | 335174.4922 | 386638.2311 | 4 | 872000 | 6700 | 20 | 3286000 | 25300
Balance of System | 2% | 4514.115 | 8238.9209 | 14899.2234 | 20963.6864 | 26641.2103 | 32031.009 | 44583.6416 | 56168.9266 | 67034.8984 | 77327.6462 | 6 | 1226000 | 9450 | 25 | 3922000 | 30200
Total Cost | NPR | 264000 | 482000 | 872000 | 1226000 | 1559000 | 1874000 | 2608000 | 3286000 | 3922000 | 4524000 | 8 | 1559000 | 9450 | 30 | 4524000 | 34850
Total Cost | USD | 2050 | 3700 | 6700 | 9450 | 12000 | 14450 | 20100 | 25300 | 30200 | 34850
Solar Street Lights (Type 2, 3 and 4)
No. of systems | # | 1 | 50 | 100 | 250 | 500 | 750 | 1000 | 1500 | 2000 | 2500 | Size (Wp) | NPR | USD | Size (Wp) | NPR | USD
Type 2
Equipment cost | NPR | 15000 | 750000 | 1500000 | 3750000 | 7500000 | 11250000 | 15000000 | 22500000 | 30000000 | 37500000 | 1 | 17000 | 150 | 750 | 12938000 | 99600
Logistics | 5% | 750 | 37500 | 75000 | 187500 | 375000 | 562500 | 750000 | 1125000 | 1500000 | 1875000 | 50 | 863000 | 6650 | 1000 | 17250000 | 132800
Installation | 10% | 1500 | 75000 | 150000 | 375000 | 750000 | 1125000 | 1500000 | 2250000 | 3000000 | 3750000 | 100 | 1725000 | 13300 | 1500 | 25875000 | 199200
Balance of System | 0% | 0 | 0 | 0 | 0 | 0 | 0 | 0 | 0 | 0 | 0 | 250 | 4313000 | 33200 | 2000 | 34500000 | 265600
Total Cost | NPR | 17000 | 863000 | 1725000 | 4313000 | 8625000 | 12938000 | 17250000 | 25875000 | 34500000 | 43125000 | 500 | 8625000 | 33200 | 2500 | 43125000 | 332000
Total Cost | USD | 150 | 6650 | 13300 | 33200 | 66400 | 99600 | 132800 | 199200 | 265600 | 332000
Type 3
Equipment cost | NPR | 25000 | 1250000 | 2500000 | 6250000 | 12500000 | 18750000 | 25000000 | 37500000 | 50000000 | 62500000 | 1 | 29000 | 200 | 750 | 21563000 | 166000
Logistics | 5% | 1250 | 62500 | 125000 | 312500 | 625000 | 937500 | 1250000 | 1875000 | 2500000 | 3125000 | 50 | 1438000 | 11050 | 1000 | 28750000 | 221300
Installation | 10% | 2500 | 125000 | 250000 | 625000 | 1250000 | 1875000 | 2500000 | 3750000 | 5000000 | 6250000 | 100 | 2875000 | 22150 | 1500 | 43125000 | 332000
Balance of System | 0% | 0 | 0 | 0 | 0 | 0 | 0 | 0 | 0 | 0 | 0 | 250 | 7188000 | 55350 | 2000 | 57500000 | 442650
Total Cost | NPR | 29000 | 1438000 | 2875000 | 7188000 | 14375000 | 21563000 | 28750000 | 43125000 | 57500000 | 71875000 | 500 | 14375000 | 55350 | 2500 | 71875000 | 553300
Total Cost | USD | 200 | 11050 | 22150 | 55350 | 110650 | 166000 | 221300 | 332000 | 442650 | 553300
Type 4
Equipment cost | NPR | 30000 | 1500000 | 3000000 | 7500000 | 15000000 | 22500000 | 30000000 | 45000000 | 60000000 | 75000000 | 1 | 35000 | 250 | 750 | 25875000 | 199200
Logistics | 5% | 1500 | 75000 | 150000 | 375000 | 750000 | 1125000 | 1500000 | 2250000 | 3000000 | 3750000 | 50 | 1725000 | 13300 | 1000 | 34500000 | 265600
Installation | 10% | 3000 | 150000 | 300000 | 750000 | 1500000 | 2250000 | 3000000 | 4500000 | 6000000 | 7500000 | 100 | 3450000 | 26550 | 1500 | 51750000 | 398400
Balance of System | 0% | 0 | 0 | 0 | 0 | 0 | 0 | 0 | 0 | 0 | 0 | 250 | 8625000 | 66400 | 2000 | 69000000 | 531200
Total Cost | NPR | 35000 | 1725000 | 3450000 | 8625000 | 17250000 | 25875000 | 34500000 | 51750000 | 69000000 | 86250000 | 500 | 17250000 | 66400 | 2500 | 86250000 | 663950
Total Cost | USD | 250 | 13300 | 26550 | 66400 | 132800 | 199200 | 265600 | 398400 | 531200 | 663950

## System Configurations (hidden)
|  | commercial and industrial |  | solar home systems | solar mini grids | irrigation pumps | solar street lights
System Type |  | CIS | components | SHS | SMG | SIPS | SSL
CIS |  | pv_grid | smartmeter_1ph | pv_no_mount | pv_diesel_dc | pv | type2
SHS |  | pv_grid_diesel | pv_panel | pv_dc_couple | pv_diesel_ac | pv_storage | type3
SMG |  | pv_grid_storage | pv_mounting | pv_ac_couple | pv_storage_dc | pv_grid | type4
SIPS |  | pv_grid_diesel_storage | solar_inverter | pv_ac_storage | pv_storage_diesel_dc | pv_grid_storage
SSL |  | pv_storage | battery_lead_acid | pv_ac_storage | pv_storage_diesel_ac
components |  |  | battery_lithium_ion | pv_dc_storage | pv_storage_grid
|  |  | diesel_gen |  | pv_storage_diesel_grid
battery_inverter
| INR | 1 | 1.6007
| YEN | 1 | 0.89
| EUR | 1 | 127.28

## Systems
System Types (and sub-categories) | SPV Module | Mounting | CC/ MPPT | Solar Inverter | Battery Inverter | Battery | Fuel Generator | Energy meter | Others/ BOS
Solar Home Systems (SHS) - 0 W to 100 W
PV DC Coupled
Residential Solar Rooftop Systems (SRT) - 100 W to 10 kW
PV + grid grid-tied PV system
PV + grid + storage grid-tied PV system with storage
Commercial & Industrial Solar Systems (C&I) - 10 kW to 300 kW
PV + grid + storage (10 kW to 100 kW)
PV + grid + storage (100 kW to 300 kW)
Solar Mini-Grids (SMG) - 30 kW to 300 kW
40-60%RE Systems: PV + Storage + Diesel + Grid (optional) where up to 60% electricity is supplied by PV source and remaining via diesel or grid
60-80%RE Systems: PV + Storage + Diesel + Grid (optional) where up to 80% electricity is supplied by PV source and remaining via diesel or grid
80-100%RE Systems: PV + Storage + Diesel + Grid (optional) where up to 100% electricity is supplied by PV source and remaining via diesel or grid
Solar Irrigation Pumping Systems (SIPs) - 1 to 30 kW
PV off-grid isolated SIP
PV + Storage off-grid isoloated SIP with storage
Solar Street Lighting Systems (SSLS)
SSLS Type 2 (Illumination: 20 W)
SSLS Type 3 (Illumination:30 W)
SSLS Type 4 (Illumination: 40 W)

## Sheet1 (hidden)
Component | Imported (Via India) | Procured Locally
Battery Inverter
Fuel Generator
Battery
CC/MPPT
Distribution Cables
Distribution Poles
Indoor Installation
Mounting
Others/BOS
Protection Systems
Smart Metering
Solar Inverter
SPV Module
Water Pump

## Lists (hidden)
Estimation Method | RE fraction
Curve of best fit | Low
Categorized medians | Medium
High